## Salesitem export
Web link to photos | Bid No. | Manufacturer | Model | Description | Qty | Version | Condition | Vintage | Sales conditions | Lead Time | Comments
https://www.fabsurplus.com/sdi_catalog/salesItemDetails.do?id=80264 | 80264 | ACOPIAN | B24G210 | POWER SUPPLY | 1 | spares | new in box |  | as is where is | immediately | power supply 2.1 A 24 VDC
https://www.fabsurplus.com/sdi_catalog/salesItemDetails.do?id=4247 | 4247 | ADE | 020986-10 | 259.82 uM thickness standard | 1 | Spares | excellent |  | as is where is | immediately
https://www.fabsurplus.com/sdi_catalog/salesItemDetails.do?id=4249 | 4249 | ADE | 020986-14 | 360.01 uM thickness standard | 1 | Spares | excellent |  | as is where is | immediately
https://www.fabsurplus.com/sdi_catalog/salesItemDetails.do?id=98706 | 98706 | Adixen Alcatel | ADS 602H | Dry Vacuum pump combo | 1 | Pump | good | 2008-05-01 | as is where is | immediately | Dimensions (WxHxD): 57x95x53 Used condition. (Has been used with POCl3.). Not currently refurbished. Can be provided cleaned and refurbished at extra cost. Ships from Avezzano (AQ) 67051 Italy.
https://www.fabsurplus.com/sdi_catalog/salesItemDetails.do?id=77166 | 77166 | Advantech | IPC-5475 | data acquisition card | 3 | Spares | good |  | as is where is | immediately | Advantech hkipc ISA Data Acquisition card 010-62967773 010-62963650
https://www.fabsurplus.com/sdi_catalog/salesItemDetails.do?id=77167 | 77167 | Advantech | HK-6323 | data acquisition card ISA | 2 | Spares | good |  | as is where is | immediately | Advantech hkipc ISA Data Acquisition card Marked HK-6323 LLZ 0812 Ships in used condition from our AVEZZANO 67051 ITALY warehouse
https://www.fabsurplus.com/sdi_catalog/salesItemDetails.do?id=77206 | 77206 | Advantech | PCL-745B | data acquisition card 2-port RS422/485 Rev B1 | 1 | Spares | good |  | as is where is | immediately | Advantech ISA Data Acquisition card PCL-745B-B Ships from Boerne, TX warehouse
https://www.fabsurplus.com/sdi_catalog/salesItemDetails.do?id=77207 | 77207 | Advantech | PCL-730 | data acquisition card 32ch TTL DIO | 1 | Spares | good |  | as is where is | immediately | Advantech ISA Data Acquisition card PCL-730-B Ships from Boerne, TX warehouse
https://www.fabsurplus.com/sdi_catalog/salesItemDetails.do?id=76604 | 76604 | Advantest | TR6846 | Digital Multimeter | 1 | 200 mm | excellent |  | as is where is | immediately | De-installed ,warehoused. Location: Avezzano (AQ) 67051 Italy . Inspection is available by appointment. Config: max voltage:1000Vmax current:10A Number of Chambers: Process: Digital Multimeter Comments: 16872493 OEM Advantest Model DIGITAL MULTIMETER TR6846 Process Digital Multimeter 3. SYSTEM CONFIGURATION (based on a catalog) Spec. Average value measurement, run value display, sine wave Vp - p measurable, high - speed sampling function, DC - V: 1µV ~ 1kV, AC - V: 10µV ~ 750V/20Hz ~ 100kHz, DC / AC - A: 10nA ~ 10A, Resistance: 1mO ~ 300MO, temperature measurement, W190 x H76 x D260 mm, about 2.1kg,
https://www.fabsurplus.com/sdi_catalog/salesItemDetails.do?id=78639 | 78639 | Advantest | T5335P (Spares) | Spare Boards from test system (See attached list for details) | 1 | TEST | for spares use | 1997-11-01 | as is where is | immediately | -Boards from the test system have been removed and are available for sale. FOR SPARES USE. S/N DA638766R WAREHOUSED AT AVEZZANO, 67051 ITALY. SEE ATTACHED PHOTOS FOR DETAILS. CAN BE INSPECTED BY APPOINTMENT. Includes: 2 x Advantest Control box Advantest Digital multimeter R6551 Power supplies: Nemic-Lambda CKS-36-21A Nemic-Lambda CDK- 65/65 Nemic-Lambda CKS-26-29A Ref. Id Manufacturer Model Description Quantity Sales Price(Each) Sales Price (Total) Comments WEB LINK 80194 Advantest BGR-020773 ADVANTEST T5335P PC Board 3 $1,500.00 $4,500.00 Removed from working system, in Texas warehouse <https://www.fabsurplus.com/sdi_catalog/salesItemDetails.do?id=80194> 80195 Advantest BGR-020853 ADVANTEST T5335P PC Board 1 $1,000.00 $1,000.00 Removed from working system, in Texas warehouse <https://www.fabsurplus.com/sdi_catalog/salesItemDetails.do?id=80195> 80196 Advantest BGR-020816X02 ADVANTEST T5335P PC Board 2 $1,200.00 $2,400.00 Removed from working system; Populated with 12 banks of RAM Revision B Wrapped in anti-static bubble wrap, and ready to ship. Will ship from our Boerne, TX warehouse via FEDEX ground or the carrier of your choice. <https://www.fabsurplus.com/sdi_catalog/salesItemDetails.do?id=80196> 80197 Advantest BGR-020774 ADVANTEST T5335P PC Board 1 $1,000.00 $1,000.00 Removed from working system, in Texas warehouse <https://www.fabsurplus.com/sdi_catalog/salesItemDetails.do?id=80197> 80198 Advantest BGR-020814 ADVANTEST T5335P PC Board 1 $1,000.00 $1,000.00 Removed from working system, in Texas warehouse <https://www.fabsurplus.com/sdi_catalog/salesItemDetails.do?id=80198> 80199 Advantest BGR-020771 ADVANTEST T5335P PC Board 1 $1,500.00 $1,500.00 Removed from working system, in Texas warehouse <https://www.fabsurplus.com/sdi_catalog/salesItemDetails.do?id=80199> 80200 Advantest BGR-020509 ADVANTEST T5335P PC Board 1 $1,000.00 $1,000.00 Removed from working system, in Texas warehouse <https://www.fabsurplus.com/sdi_catalog/salesItemDetails.do?id=80200> 80201 Advantest BGR-020772 ADVANTEST T5335P PC Board 1 $1,000.00 $1,000.00 Removed from working system, in Texas warehouse <https://www.fabsurplus.com/sdi_catalog/salesItemDetails.do?id=80201> 80202 Advantest BGR-017577 ADVANTEST T5335P PC Board BGR-017575 2 $2,000.00 $4,000.00 Removed from working system, in Texas warehouse <https://www.fabsurplus.com/sdi_catalog/salesItemDetails.do?id=80202> 80203 Advantest BGR-019486 ADVANTEST T5335P PC Board 11 $500.00 $5,500.00 power card, removed from working system and stored in Texas warehouse <https://www.fabsurplus.com/sdi_catalog/salesItemDetails.do?id=80203> 80204 Advantest BGR-020851 ADVANTEST T5335P PC Board 1 $1,000.00 $1,000.00 Removed from working system, in Texas warehouse <https://www.fabsurplus.com/sdi_catalog/salesItemDetails.do?id=80204> 80205 Advantest BGR-017578 ADVANTEST T5335P PC Board 2 $750.00 $1,500.00 Removed from working system, in Texas warehouse <https://www.fabsurplus.com/sdi_catalog/salesItemDetails.do?id=80205> 80206 Advantest BGR-017579 ADVANTEST T5335P PC Board 2 $750.00 $1,500.00 Removed from working system, in Texas warehouse <https://www.fabsurplus.com/sdi_catalog/salesItemDetails.do?id=80206> 80208 Advantest BGR-018931 ADVANTEST T5335P PC Board 2 $1,000.00 $2,000.00 Removed from working system, in Texas warehouse <https://www.fabsurplus.com/sdi_catalog/salesItemDetails.do?id=80208> 80209 Advantest BGR-016794 ADVANTEST T5335P PC Board 2 $1,000.00 $2,000.00 Removed from working system, in Texas warehouse <https://www.fabsurplus.com/sdi_catalog/salesItemDetails.do?id=80209> 80210 Advantest BGR-016793 ADVANTEST T5335P PC Board 2 $1,000.00 $2,000.00 Removed from working system, in Texas warehouse <https://www.fabsurplus.com/sdi_catalog/salesItemDetails.do?id=80210> 80293 Advantest BGR-019267 ADVANTEST T5335P PC Board 2 $1,500.00 $3,000.00 Removed from working system, in Texas warehouse <https://www.fabsurplus.com/sdi_catalog/salesItemDetails.do?id=80293> 80294 Advantest BGR-020900 ADVANTEST T5335P PC Board 4 $1,000.00 $4,000.00 Removed from working system, in Texas warehouse <https://www.fabsurplus.com/sdi_catalog/salesItemDetails.do?id=80294> 80295 Advantest BGR-019266 ADVANTEST T5335P PC Board 1 $1,500.00 $1,500.00 Removed from working system, in Texas warehouse T5335P MRA I/F board P/N: BGR-019266 <https://www.fabsurplus.com/sdi_catalog/salesItemDetails.do?id=80295> 80296 Advantest BGR-017417 ADVANTEST T5335P PC Board 2 $1,000.00 $2,000.00 Removed from working system, in Texas warehouse <https://www.fabsurplus.com/sdi_catalog/salesItemDetails.do?id=80296> 80297 Advantest BGR-018824 ADVANTEST T5335P PC Board 7 $1,000.00 $7,000.00 Removed from working system, in Texas warehouse <https://www.fabsurplus.com/sdi_catalog/salesItemDetails.do?id=80297> 80298 Advantest BGR-018823 ADVANTEST T5335P PC Board 4 $1,000.00 $4,000.00 Removed from working system, in Texas warehouse <https://www.fabsurplus.com/sdi_catalog/salesItemDetails.do?id=80298> 80299 Advantest BGR-018822 ADVANTEST T5335P PC Board 4 $1,000.00 $4,000.00 Removed from working system, in Texas warehouse <https://www.fabsurplus.com/sdi_catalog/salesItemDetails.do?id=80299> 80300 Advantest BGR-018125 ADVANTEST T5335P PC Board 1 $1,000.00 $1,000.00 Removed from working system, in Texas warehouse <https://www.fabsurplus.com/sdi_catalog/salesItemDetails.do?id=80300> 80301 Advantest BGR-020815 ADVANTEST T5335P PC Board 1 $15,000.00 $15,000.00 Removed from working system, in Texas warehouse <https://www.fabsurplus.com/sdi_catalog/salesItemDetails.do?id=80301> 80302 Advantest Bir-021807 ADVANTEST T5335P PC Board 1 $3,000.00 $3,000.00 Advantest BIR-021807 T5335P tester board, removed from working system. Will Ship FEDEX from our Boerne, TX 78006 warehouse <https://www.fabsurplus.com/sdi_catalog/salesItemDetails.do?id=80302> 82926 Advantest WUN-H90554AIR ADVANTEST air control unit 1 $500.00 $500.00 Removed from working system, in Texas warehouse Removed from Advantest T5335P tester, in good condition, located in our Texas warehouse. Includes guage, and air control with 6 air inputs 5Kgf/cm2 <https://www.fabsurplus.com/sdi_catalog/salesItemDetails.do?id=82926> 83498 Advantest BGR-016797 ADVANTEST T5335P PC Board (was 80207) 6 $750.00 $4,500.00 Removed from working system, in Texas warehouse <https://www.fabsurplus.com/sdi_catalog/salesItemDetails.do?id=83498> 83499 Advantest BGR-016796 ADVANTEST T5335P PC Board 3 $1,000.00 $3,000.00 Removed from working system, in Texas warehouse B9807B-CFB <https://www.fabsurplus.com/sdi_catalog/salesItemDetails.do?id=83499> 83500 Advantest BGR-021096 ADVANTEST T5335P PC Board 2 $1,000.00 $2,000.00 Removed from working system, in Texas warehouse <https://www.fabsurplus.com/sdi_catalog/salesItemDetails.do?id=83500> 83501 Advantest BGR-020765 ADVANTEST T5335P PC Board 2 $750.00 $1,500.00 Removed from working system, in Texas warehouse <https://www.fabsurplus.com/sdi_catalog/salesItemDetails.do?id=83501> 83502 Advantest BGR-017418 ADVANTEST T5335P PC Board 2 $750.00 $1,500.00 Removed from working system, in Texas warehouse <https://www.fabsurplus.com/sdi_catalog/salesItemDetails.do?id=83502> 83503 Advantest BGK-017719 ADVANTEST T5335P PC Board 1 $350.00 $350.00 Removed from working system, in Texas warehouse <https://www.fabsurplus.com/sdi_catalog/salesItemDetails.do?id=83503> 83504 Advantest BGK-011702 ADVANTEST T5335P PC Board 1 $350.00 $350.00 Removed from working system, in Texas warehouse Marked BCD <https://www.fabsurplus.com/sdi_catalog/salesItemDetails.do?id=83504> 83550 Advantest WUN-MONITORBOX ADVANTEST poiwer supply monitoring box, T5335P 2 $500.00 $1,000.00 Removed from working system, in Texas warehouse Removed from Advantest T5335P tester, in good condition. 01536135 9728 WUN-MONITORBOX 40012806 A9728B <https://www.fabsurplus.com/sdi_catalog/salesItemDetails.do?id=83550> 92006 Advantest BGR-016796 ADVANTEST T5335P PC Board 1 $1,000.00 $1,000.00 Removed from working system, in Texas warehouse B1931B-CFB <https://www.fabsurplus.com/sdi_catalog/salesItemDetails.do?id=92006> 92007 Advantest BGR-018822 ADVANTEST T5335P PC Board 1 $1,000.00 $1,000.00 Removed from working system, in Texas warehouse A9615B-BFB <https://www.fabsurplus.com/sdi_catalog/salesItemDetails.do?id=92007> 92008 Advantest BGR-017418 ADVANTEST T5335P PC Board 1 $1,000.00 $1,000.00 Removed from working system, in Texas warehouse A9733B-ACA <https://www.fabsurplus.com/sdi_catalog/salesItemDetails.do?id=92008> 92009 Advantest T5335P Boards from an Advantest T5335P Test system 18 $1,000.00 $18,000.00 Removed from working system, in Texas warehouse Includes the following boards:- BGR016796 QTY 1 BGR018822 QTY 3 BGR018823X03 QTY 4 BGR018824X03 QTY 8 BGR020814 QTY 1 BGR020851 QTY 1 SEE ATTACHED PHOTOS FOR DETAILS <https://www.fabsurplus.com/sdi_catalog/salesItemDetails.do?id=92009> 53031 HP GPIB IEEE488 Cable 1 $100.00 $100.00 Data cable IEEE488 <https://www.fabsurplus.com/sdi_catalog/salesItemDetails.do?id=53031> 83579 HP HEWLETT PACKARD 9145A PC HP HEWLETT PACHARD 9145 1 $100.00 $100.00 AC LINE 115/230 V 1.6/1.0 A MAX 50/60 Hz 32 TRACK FUSE: F3A-250 V USA T3 15A-250 V EUROPE SELF TEST DISPLAY RESULT <https://www.fabsurplus.com/sdi_catalog/salesItemDetails.do?id=83579> 13044 Lambda CA1000 Alpha 1000W CA1000 Power Supply 1 $3,000.00 $3,000.00 ch1 ch2 output volts (v)- 5 12 output current (A)- 60 33 off load volts (v)- 4.990 11.925 load regulation(%)- 0.100 0.000 line regulation (%)- 0.000 0.000 PARD (vpp)- 0.027 0.068 current limit- pass pass short circuit (a)- 71.100 39.725 overvoltage- pass pass <https://www.fabsurplus.com/sdi_catalog/salesItemDetails.do?id=13044> 83902 LAMBDA LFS-47-48 REGULATED POWER SUPPLY 1 $300.00 $300.00 IMPUT 95-132 VAC 47-63 HZ (USE O AND 110 TERMINALS) OR 187-250 VAC OR 260-350 VDC (USE O AND 220 TERMINALS) MAX 1071 W PWR FACTOR 0.6 OUTPUT: 48-5% VDC MAX RATINGS 17.0A@ 40°C 16.0A@ 50°C 14.5A@ 60°C WEIGHT: KG.4 DIMENSION:30 CM. X 13 CM. X 13 CM.(H) <https://www.fabsurplus.com/sdi_catalog/salesItemDetails.do?id=83902> TOTAL $116,600.00
https://www.fabsurplus.com/sdi_catalog/salesItemDetails.do?id=80194 | 80194 | Advantest | BGR-020773 | ADVANTEST T5335P PC Board | 7 | Spares | good |  | as is where is | immediately | Advantest T5335P P.C.B. for immediate sale. QTY 3 AVAILABLE. De-installed from a working system. Located at our Avezzano 67051 Italy warehouse.
https://www.fabsurplus.com/sdi_catalog/salesItemDetails.do?id=80195 | 80195 | Advantest | BGR-020853 | ADVANTEST T5335P PC Board | 2 | Spares | good |  | as is where is | immediately | Advantest T5335P P.C.B. for immediate sale. De-installed from a working system. Located at our Avezzano 67051 Italy warehouse.
https://www.fabsurplus.com/sdi_catalog/salesItemDetails.do?id=80196 | 80196 | Advantest | BGR-020816X02 | ADVANTEST T5335P PC Board | 2 |  | excellent |  | as is where is | immediately | Removed from working system; Populated with 12 banks of RAM Revision B Wrapped in anti-static bubble wrap, and ready to ship.
https://www.fabsurplus.com/sdi_catalog/salesItemDetails.do?id=80197 | 80197 | Advantest | BGR-020774 rev x2 | ADVANTEST T5335P PC Board | 3 | Spares | excellent |  | as is where is | immediately | Advantest T5335P P.C.B.for immediate sale. De-installed from a working system. Located at our Avezzano 67051 Italy warehouse.
https://www.fabsurplus.com/sdi_catalog/salesItemDetails.do?id=80198 | 80198 | Advantest | BGR-020814 | ADVANTEST T5335P PC Board | 1 | Spares | good |  | as is where is | immediately | Advantest T5335P P.C.B.for immediate sale. De-installed from a working system. Located at our Avezzano 67051 Italy warehouse.
https://www.fabsurplus.com/sdi_catalog/salesItemDetails.do?id=80199 | 80199 | Advantest | BGR-020771 | ADVANTEST T5335P PC Board | 1 | Spares | good |  | as is where is | immediately | Removed from working system, in Italy warehouse
https://www.fabsurplus.com/sdi_catalog/salesItemDetails.do?id=80200 | 80200 | Advantest | BGR-020509 | ADVANTEST T5335P PC Board | 1 | Spares | good |  | as is where is | immediately | Removed from working system, in AVEZZANO 67051 ITALY warehouse
https://www.fabsurplus.com/sdi_catalog/salesItemDetails.do?id=80201 | 80201 | Advantest | BGR-020772 | ADVANTEST T5335P PC Board | 1 | Spares | good |  | as is where is | immediately | Removed from working system, iIN AVEZZANO 67051 ITALY
https://www.fabsurplus.com/sdi_catalog/salesItemDetails.do?id=80202 | 80202 | Advantest | BGR-017577 | ADVANTEST T5335P PC Board BGR-017575 | 2 | Spares | good |  | as is where is |  | Advantest T5335P P.C.B. for immediate sale. qty 2 available. De-installed from a working system. Located at our Avezzano 67051 Italy warehouse.
https://www.fabsurplus.com/sdi_catalog/salesItemDetails.do?id=80203 | 80203 | Advantest | BGR-019486 | ADVANTEST T5335P PC Board | 11 | Spares | excellent |  | as is where is | immediately | Advantest T5335P P.C.B. for immediate sale. De-installed from a working system. Located at our Avezzano 67051 Italy warehouse. Total qty available qty 11
https://www.fabsurplus.com/sdi_catalog/salesItemDetails.do?id=80204 | 80204 | Advantest | BGR-020851 | ADVANTEST T5335P PC Board | 1 | Spares | good |  | as is where is | immediately | Advantest T5335P P.C.B. for immediate sale. De-installed from a working system. Located at our Avezzano 67051 Italy warehouse.
https://www.fabsurplus.com/sdi_catalog/salesItemDetails.do?id=80205 | 80205 | Advantest | BGR-017578 | ADVANTEST T5335P PC Board | 2 | Spares | excellent |  | as is where is | immediately | Advantest T5335P P.C.B. for immediate sale. De-installed from a working system. Located at our Avezzano 67051 Italy warehouse. QTY 2 AVAILABLE
https://www.fabsurplus.com/sdi_catalog/salesItemDetails.do?id=80206 | 80206 | Advantest | BGR-017579 | ADVANTEST T5335P PC Board | 2 | Spares | excellent |  | as is where is | immediately | Advantest T5335P P.C.B. for immediate sale. De-installed from a working system. Located at our Avezzano 67051 Italy warehouse.
https://www.fabsurplus.com/sdi_catalog/salesItemDetails.do?id=80207 | 80207 | Advantest | BGR-016796 | ADVANTEST T5335P PC Board PGR-816796CC3 | 6 | Spares | excellent |  | as is where is | immediately | De-installed from a working system. Located at our Avezzano 67051 Italy warehouse.
https://www.fabsurplus.com/sdi_catalog/salesItemDetails.do?id=80208 | 80208 | Advantest | BGR-018931 | ADVANTEST T5335P PC Board | 2 | Spares | excellent |  | as is where is | immediately | Advantest T5335P P.C.B.for immediate sale. De-installed from a working system. Located at our Avezzano 67051 Italy warehouse.
https://www.fabsurplus.com/sdi_catalog/salesItemDetails.do?id=80209 | 80209 | Advantest | BGR-016794 | PGR-816794CC3 PC Board | 2 | Spares | excellent |  | as is where is | immediately | De-installed from a working system. Located at our Avezzano 67051 Italy warehouse.
https://www.fabsurplus.com/sdi_catalog/salesItemDetails.do?id=80210 | 80210 | Advantest | BGR-016793 | ADVANTEST T5335P PC Board | 1 | Spares | excellent |  | as is where is | immediately | Advantest T5335P P.C.B.for immediate sale. De-installed from a working system. Located at our Avezzano 67051 Italy warehouse.
https://www.fabsurplus.com/sdi_catalog/salesItemDetails.do?id=80293 | 80293 | Advantest | BGR-019267 | ADVANTEST T5335P PC Board | 2 | Spares | good |  | as is where is | immediately | Advantest T5335P P.C.B.for immediate sale. De-installed from a working system. Located at our Avezzano 67051 Italy warehouse.
https://www.fabsurplus.com/sdi_catalog/salesItemDetails.do?id=80294 | 80294 | Advantest | BGR-020900 | ADVANTEST T5335P PC Board | 4 | Spares | good |  | as is where is | immediately | Advantest T5335P P.C.B. for immediate sale. qty 4 available in total. De-installed from a working system. Located at our Avezzano 67051 Italy warehouse.
https://www.fabsurplus.com/sdi_catalog/salesItemDetails.do?id=80295 | 80295 | Advantest | BGR-019266 | ADVANTEST T5335P MRA I/F PC Board | 1 | Spares | excellent |  | as is where is | immediately | Removed from a working system, in avezzano 67051 italy warehouse. T5335P MRA I/F board P/N: BGR-019266
https://www.fabsurplus.com/sdi_catalog/salesItemDetails.do?id=80296 | 80296 | Advantest | BGR-017417 | ADVANTEST T5335P PC Board | 2 | Spares | excellent |  | as is where is | immediately | Advantest T5335P P.C.B.for immediate sale. De-installed from a working system. Located at our Avezzano 67051 Italy warehouse.
https://www.fabsurplus.com/sdi_catalog/salesItemDetails.do?id=80297 | 80297 | Advantest | BGR-018824 Rev X03 | ADVANTEST T5335P PC Board | 8 | Spares | good |  | as is where is | immediately | Advantest T5335P P.C.B. for immediate sale. Total qty 8 available. De-installed from a working system. Located at our Avezzano 67051 Italy warehouse.
https://www.fabsurplus.com/sdi_catalog/salesItemDetails.do?id=80298 | 80298 | Advantest | BGR-018823 | ADVANTEST T5335P PC Board | 3 | Spares | good |  | as is where is | immediately | Advantest T5335P P.C.B. for immediate sale. De-installed from a working system. Located at our Avezzano 67051 Italy warehouse.
https://www.fabsurplus.com/sdi_catalog/salesItemDetails.do?id=80299 | 80299 | Advantest | BGR-018822 | ADVANTEST T5335P PC Board PGR-818822BB2 | 4 | Spares | good |  | as is where is | immediately | Advantest T5335P P.C.B. for immediate sale. De-installed from a working system. Located at our Avezzano 67051 Italy warehouse. Total qty 4 available.
https://www.fabsurplus.com/sdi_catalog/salesItemDetails.do?id=80300 | 80300 | Advantest | BGR-018125 | ADVANTEST T5335P PC Board | 2 | Spares | excellent |  | as is where is | immediately | Advantest T5335P P.C.B.for immediate sale. De-installed from a working system. Located at our Avezzano 67051 Italy warehouse.
https://www.fabsurplus.com/sdi_catalog/salesItemDetails.do?id=80301 | 80301 | Advantest | BGR-020815 | ADVANTEST T5335P PC Board | 3 | Spares | good |  | as is where is | immediately | Advantest T5335P P.C.B.for immediate sale. De-installed from a working system. Located at our Avezzano 67051 Italy warehouse. QTY 3 AVAILABLE.
https://www.fabsurplus.com/sdi_catalog/salesItemDetails.do?id=80302 | 80302 | Advantest | BIR-021807 | ADVANTEST T5335P PC Board | 2 | Spares | excellent |  | as is where is | immediately | Advantest BIR-021807 T5335P tester PC board for immediate sale. De-installed from a working system. Located at our Avezzano 67051 Italy warehouse.
https://www.fabsurplus.com/sdi_catalog/salesItemDetails.do?id=82926 | 82926 | Advantest | WUN-H90554AIR | ADVANTEST air control unit | 1 | Spares | good |  | as is where is | immediately | Removed from working system, Removed from Advantest T5335P tester, in good condition, located in our AVEZZANO 67051 ITALY warehouse. Includes guage, and air control with 6 air inputs 5Kgf/cm2
https://www.fabsurplus.com/sdi_catalog/salesItemDetails.do?id=83498 | 83498 | Advantest | BGR-016797 | ADVANTEST T5335P PC Board (was 80207) | 6 |  | excellent |  | as is where is | immediately | Removed from working system
https://www.fabsurplus.com/sdi_catalog/salesItemDetails.do?id=83499 | 83499 | Advantest | BGR-016796 | ADVANTEST T5335P PC Board | 5 | Spares | excellent |  | as is where is | immediately | Advantest T5335P P.C.B. for immediate sale. De-installed from a working system. Located at our Avezzano 67051 Italy warehouse. B9807B-CFB
https://www.fabsurplus.com/sdi_catalog/salesItemDetails.do?id=83500 | 83500 | Advantest | BGR-021096 | ADVANTEST T5335P PC Board | 3 | Spares | excellent |  | as is where is | immediately | Advantest T5335P P.C.B. for immediate sale. QTY 3 AVAILABLE. De-installed from a working system. Located at our Avezzano 67051 Italy warehouse.
https://www.fabsurplus.com/sdi_catalog/salesItemDetails.do?id=83501 | 83501 | Advantest | BGR-020765 | ADVANTEST T5335P PC Board | 2 | Spares | excellent |  | as is where is | immediately | Advantest T5335P P.C.B.for immediate sale. De-installed from a working system. Located at our Avezzano 67051 Italy warehouse.
https://www.fabsurplus.com/sdi_catalog/salesItemDetails.do?id=83502 | 83502 | Advantest | BGR-017418 | ADVANTEST T5335P PC Board HV PPS | 2 | Spares | excellent |  | as is where is | immediately | Advantest T5335P P.C.B.for immediate sale. De-installed from a working system. Located at our Avezzano 67051 Italy warehouse. QTY 2 AVAILABLE.
https://www.fabsurplus.com/sdi_catalog/salesItemDetails.do?id=83503 | 83503 | Advantest | BGK-017719 | ADVANTEST T5335P PC Board | 2 | Spares | excellent |  | as is where is | immediately | Advantest T5335P P.C.B.for immediate sale. De-installed from a working system. Located at our Avezzano 67051 Italy warehouse. qty 2 available.
https://www.fabsurplus.com/sdi_catalog/salesItemDetails.do?id=83504 | 83504 | Advantest | BGK-011702 | ADVANTEST T5335P PC Board | 2 | Spares | excellent |  | as is where is | immediately | Advantest T5335P P.C.B.for immediate sale. De-installed from a working system. Located at our Avezzano 67051 Italy warehouse. Marked BCD. qty 2 available.
https://www.fabsurplus.com/sdi_catalog/salesItemDetails.do?id=83550 | 83550 | Advantest | WUN-MONITORBOX | ADVANTEST power supply monitoring box, T5335P | 2 | Spares | good |  | as is where is | immediately | Removed from working system, in warehouse Removed from Advantest T5335P tester, in good condition. 01536135 9728 WUN-MONITORBOX 40012806 A9728B
https://www.fabsurplus.com/sdi_catalog/salesItemDetails.do?id=89909 | 89909 | Advantest | Hifix for PQFP80 (14 x 20) | Hi-fix for Advantest T5371 package type PQFP80 (14 x 20) | 1 | Spares | excellent | 2005-05-31 22:00 | as is where is | immediately | Hifix for Advantest T5371 with M6741A handler. See attached photos for details. Hifix serial number: STCA-5371-MH03-01 Hifix reference number: 113.00344.00 Package: PQFP80 (14x20) Device: 16 M (512K32) Flash memory SB Type: Unshared Test socket: Advantest IC Socket DUT in parallel: 16 Tester: T5371 Handler: M6741A
https://www.fabsurplus.com/sdi_catalog/salesItemDetails.do?id=92006 | 92006 | Advantest | BGR-016796 | ADVANTEST T5335P PC Board | 1 | spares | excellent |  | as is where is | immediately | Removed from working system, in warehouse B1931B-CFB
https://www.fabsurplus.com/sdi_catalog/salesItemDetails.do?id=92007 | 92007 | Advantest | BGR-018822 | ADVANTEST T5335P PC Board | 1 | spares | excellent |  | as is where is | immediately | Removed from working system, in warehouse A9615B-BFB
https://www.fabsurplus.com/sdi_catalog/salesItemDetails.do?id=92008 | 92008 | Advantest | BGR-017418 | ADVANTEST T5335P PC Board | 1 | spares | excellent |  | as is where is | immediately | Removed from working system, in warehouse A9733B-ACA
https://www.fabsurplus.com/sdi_catalog/salesItemDetails.do?id=92009 | 92009 | Advantest | T5335P | Boards from an Advantest T5335P Test system | 18 | spares | excellent |  | as is where is | immediately | Removed from working system, in Italy warehouse Includes the following boards:- BGR016796 QTY 1 BGR018822 QTY 3 BGR018823X03 QTY 4 BGR018824X03 QTY 8 BGR020814 QTY 1 BGR020851 QTY 1 SEE ATTACHED PHOTOS FOR DETAILS
https://www.fabsurplus.com/sdi_catalog/salesItemDetails.do?id=108993 | 108993 | Advantest / アドバンテスト | BGR-018823 REV X03 | PC BOARD FOR ADVANTEST T5335P | 1 | Spares | good |  |  | immediately | PCB REMOVED FROM A WORKING T5335P TESTER SYSTEM SEE PHOTOS FOR DETAILS
https://www.fabsurplus.com/sdi_catalog/salesItemDetails.do?id=81826 | 81826 | AEG | 2A 400-100 H | Power Driver Controller 2A | 1 | Spares | good | 2004-12-31 23:00 | as is where is | immediately | Used, removed in working condition
https://www.fabsurplus.com/sdi_catalog/salesItemDetails.do?id=18870 | 18870 | AGILENT | 03577-90212 | AGILENT 3571A network analyzer service manual | 1 |  |  |  | as is where is
https://www.fabsurplus.com/sdi_catalog/salesItemDetails.do?id=53031 | 53031 | Agilent / HP / Verigy | GPIB IEEE488 Cable | GPIB IEEE488 Cable | 1 | spares | excellent |  | as is where is | immediately | Data cable IEEE488
https://www.fabsurplus.com/sdi_catalog/salesItemDetails.do?id=10544 | 10544 | Agilent / Verigy / Keysight | 4261A | LCR METER | 1 | TEST | excellent |  | as is where is | immediately | serial number 2830J10531 dimensions 47cm x 22cm x 15 cm Weight 6 kg WAREHOUSED IN AVEZZANO 67051 iTALY IN WORKING CONDITION
https://www.fabsurplus.com/sdi_catalog/salesItemDetails.do?id=18868 | 18868 | Agilent / Verigy / Keysight | 5335A | Universal Frequency Counter | 1 | Electronics Test and Measurement | good |  | as is where is | immediately | The Agilent Part Number of this item is 05335-90021. This item is in working condition, is in stock and located at our warehouse in Avezzano (AQ) 67051 Italy. It includes the manual.
https://www.fabsurplus.com/sdi_catalog/salesItemDetails.do?id=18869 | 18869 | Agilent / Verigy / Keysight | E4915A | Crystal impedance LCR meter | 1 | Electronics Test and Measurement | good |  | as is where is | immediately | Agilent Part Number E4915-90030
https://www.fabsurplus.com/sdi_catalog/salesItemDetails.do?id=79588 | 79588 | Agilent / Verigy / Keysight | 1671G | Logic Analyzer | 1 | test | excellent | 2007-09-01 | as is where is | immediately | -In Avezzano 67051 (AQ) Italy -CE marked -In operational condition -see photos for details including photos of the tool passing it's boot up sequence. -options: 002, 003 -installed software version is 167xG V03.02 -made in USA -Deep memory options let you capture more data and save you from having to set up complex triggers. The integrated oscilloscope option lets you view analog and digital signals simultaneously. The integrated pattern generator option lets you stimulate a device under test while you capture its response with the logic analyzer. Features 102 channels of logic analysis Solid performance: 150 MHz state speed, 500 MHz timing speed, 64K standard acquisition memory, 256K memory with Option 001, 2M memory with Option 002 Option 003 Oscilloscope: 2 channel, 500 MHz, 2 GSa/s, 32K memory Option 004 Pattern Generator: 32 channel, 100M vector/sec, 256K vector deep 2 GB hard drive and 1.44 MB DOS floppy drive VGA resolution, color, flat-panel display helps you to find information quickly Navigating through the well-designed user interface is made simple via your choice of either mouse or front-panel operation Optional PC-style keyboard supported File formats for ASCII data and PCX/TIFF/EPS screen shots Centronics printer port, GPIB and RS-232 programmability LAN for remote operation via X-Windows and data transfers via FTP/NFS 23 predefined trigger functions with graphical representations and plain language descriptions for easy setup of powerful measurements nstrument Type Benchtop Max. Channels Number 102 Max. State Speed 150 MHz Max. Timing Speed 500 MHz Memory Depth 64/128 KB opt.2 - 2/4 MB Status Discontinued Supported until Aug-2009
https://www.fabsurplus.com/sdi_catalog/salesItemDetails.do?id=79589 | 79589 | Agilent / Verigy / Keysight | 1671G | Logic Analyzer | 1 | test | excellent | 2008-09-30 22:00 | as is where is | immediately | -In Avezzano (AQ) 67051 Italy -CE marked -In working condition -see photo for details
https://www.fabsurplus.com/sdi_catalog/salesItemDetails.do?id=80267 | 80267 | Air Products | Precision Tool | Manometer 1.5 Bar | 9 | spares | excellent |  | as is where is | immediately | Precision Tool Gives More Control On The Air Pressure for operation More efficient air tool . Place Between Power Source and Air AIR tool for the ' ADJUST the pressure moment . Essential for MANY paint sprayers , nails and staple guns . Large easy to read dial, knurled knob For a Better grip . 1/4 " NPT , die-cast zinc construction chrome THE PRICE IS FOR 9 ARTICLES
https://www.fabsurplus.com/sdi_catalog/salesItemDetails.do?id=80268 | 80268 | AIR PRODUCTS | R-704-VCR | PRESSURE REGULATORS TEST | 2 | APSA46/2250 | excellent | 1993-04-30 22:00 | as is where is | immediately
https://www.fabsurplus.com/sdi_catalog/salesItemDetails.do?id=83904 | 83904 | AIR PRODUCTS | F-074-VCR | PRESSURE REGULATOR 10-50L MIN HCL | 1 | P/N: 101203-2 | new | 1989-10-01 | as is where is | immediately | INLET CONNECTION:1/4 VCRF OUTLET CONNECTION:1/4 VCRF MAX.INLET PRESSURE 210 BAR MAX.OUTLET PRESSURE 210 BAR 10-50 L/M HCL 888 FUNCTIONAL TEST: OK TESTED BY: E. VERHASSELT ON 10/02/89 WEIGHT: GR.700 DIMENSION: 14 CM. X 5 CM. X 5 CM.(H)
https://www.fabsurplus.com/sdi_catalog/salesItemDetails.do?id=77087 | 77087 | Alcatel | flange | Alcatel pump flange 4" ID 5 1/4" OD, SST | 1 |  |  |  | as is where is
https://www.fabsurplus.com/sdi_catalog/salesItemDetails.do?id=77093 | 77093 | Allen Bradley | 800F-PN3GX11 | Contact module 24V, AMI S3320-15-1, pk of 3 | 1 |  |  |  | as is where is
https://www.fabsurplus.com/sdi_catalog/salesItemDetails.do?id=83564 | 83564 | Allen Bradley | PanelView Plus 400 | Operator Panel, Serial | 1 |  | good |  | as is where is | immediately | Used, good condition
https://www.fabsurplus.com/sdi_catalog/salesItemDetails.do?id=83593 | 83593 | Allen Bradley | Micro-Logix 1200 | PLC Module | 1 |  | excellent |  | as is where is | immediately | Allen-Bradley Micro-Logix 1200 1762-L24BWAR, Used
https://www.fabsurplus.com/sdi_catalog/salesItemDetails.do?id=83595 | 83595 | Allen Bradley | 1762-IF4 | PLC 4-ch input module | 1 |  | excellent |  | as is where is | immediately | Used 1762-IF4 4-ch input module
https://www.fabsurplus.com/sdi_catalog/salesItemDetails.do?id=83588 | 83588 | AMAT | 0040-77544 | Rorze Ergo Loader Turn Plate Mirra CMP FABS-202 AMAT 0040-77544 | 1 | Spares | good |  | as is where is | immediately | Rorze Ergo Loader Turn Plate Mirra CMP FABS-202 AMAT 0040-77544 Used good condition, see photos will ship from our Boerne, TX warehouse
https://www.fabsurplus.com/sdi_catalog/salesItemDetails.do?id=83669 | 83669 | AMAT | 0190-24834-002 | MFC Celerity ufc-8165 1L H2 | 3 |  | good |  | as is where is | immediately | Used Celerity MFC UFC-8165 1L H2 n2 REF DeviceNET capable DNet FW:3.03 Version: 0001 Qty 3 available in Texas warehouse
https://www.fabsurplus.com/sdi_catalog/salesItemDetails.do?id=84551 | 84551 | AMAT | 0041-61611 | Retaining ring, Titan II, 8" *NEW* | 1 |  | as new |  | as is where is | immediately | *NEW, sealed * AMAT Titan II retaining ring, 8" Still sealed in original AMAT Packaging
https://www.fabsurplus.com/sdi_catalog/salesItemDetails.do?id=86305 | 86305 | AMAT | 0010-20422 | Endura 5500 PVD 8" Shield treatment and cover assembly | 1 |  | excellent |  | as is where is | immediately | PVD Endura 8 inch shield Treatment, G12 LID Specifications: * Manufacturer: Applied Materials * AMAT P/N: 0010-20422 * 8 in shield treatment PVD * Part of 5500 system * Subassembly part numbers: * 0150-20095 cable assy, HV input * 0140-20109 harness assy, power interlock lid * 0140-20131 harness assy * 0020-21015 enclosure, interlock/connector, shield T * 0020-22189 Plastic cover * 0150-20124 cable assy, ground stand lid
https://www.fabsurplus.com/sdi_catalog/salesItemDetails.do?id=77090 | 77090 | AMI | B390.05 | belt | 1 |  |  |  | as is where is
https://www.fabsurplus.com/sdi_catalog/salesItemDetails.do?id=77153 | 77153 | AMI | 885 | Screen printer Squeegee box lot | 1 | SMT | as new |  | as is where is | immediately | Brand new in the box; 1. Black Hardness squeegee 26" in length 18 pcs 2. White Hardness squeegee 26" length 64 pcs For AMI PRESCO CP-885 screen printer, and others
https://www.fabsurplus.com/sdi_catalog/salesItemDetails.do?id=77188 | 77188 | AMI Presco | USP206-2E | Solar wafer conveyor, 156mm for use with screen printers, etc. | 1 | 156mm | good |  | as is where is | immediately | Part of our 10MW Solar line is this conveyor that works with AMI Equipment to move solar wafers to pick and place or screen printer.
https://www.fabsurplus.com/sdi_catalog/salesItemDetails.do?id=77162 | 77162 | Anaheim Automation | 23D306S | Stepper motor 3.4VDC 2.9A | 1 | Spares | as new |  | as is where is | immediately | New in the box Will Ship from our Boerne, TX Warehouse
https://www.fabsurplus.com/sdi_catalog/salesItemDetails.do?id=84241 | 84241 | Anaheim Automation | TM4500 AA4520 | Stepper controller/driver board | 1 | Spares | good |  | as is where is | immediately | Used Will Ship from our Boerne, TX Warehouse
https://www.fabsurplus.com/sdi_catalog/salesItemDetails.do?id=84221 | 84221 | ANELVA | 954-7700 | Vacuum Feedthrough | 1 | Spares | excellent |  | as is where is | immediately | ANELVA 954-7700 WEIGHT: 1 KG. DIMENSION: 8 X 8 X 13 (H)
https://www.fabsurplus.com/sdi_catalog/salesItemDetails.do?id=4252 | 4252 | Applied Materials | 0230-09130 | P5000 SPARE PARTS IDENTIFIER | 1 | Spares |  | 1992-01-01 | as is where is
https://www.fabsurplus.com/sdi_catalog/salesItemDetails.do?id=11579 | 11579 | Applied Materials | 9200 (Spares for) | IMPLANTER 6 INCH TO 8 INCH CONVERSION KIT | 1 | 200 mm | excellent | 1999-06-01 | inquire | immediately | Wafer size conversion kit, 6 inch to 8 inch. Includes all parts needed, except the disk itself. CAN BE INSTALLED IF REQUIRED The kit includes:- QTY 22 wafer holding disks QTY 17 end pieces for the wafer holders on the end of the disc arms QTY 3 l-shaped frames Various other assemblies as shown in the photos attached.
https://www.fabsurplus.com/sdi_catalog/salesItemDetails.do?id=18840 | 18840 | APPLIED MATERIALS | 0230-00101 | Precision etch 8300 | 1 |  |  |  | as is where is
https://www.fabsurplus.com/sdi_catalog/salesItemDetails.do?id=18841 | 18841 | APPLIED MATERIALS | 0230-09130 | Precision 5000 Mark II spare part identified | 1 |  |  |  | as is where is
https://www.fabsurplus.com/sdi_catalog/salesItemDetails.do?id=18842 | 18842 | APPLIED MATERIALS | 0230-09259 | Precision 5000 Mark II Mainframe and support equipment manual | 1 |  |  |  | as is where is
https://www.fabsurplus.com/sdi_catalog/salesItemDetails.do?id=18843 | 18843 | APPLIED MATERIALS | 079-1202-0D | PR 5000 Advanced prev. And corrective main | 1 |  |  |  | as is where is
https://www.fabsurplus.com/sdi_catalog/salesItemDetails.do?id=18844 | 18844 | APPLIED MATERIALS | 026-110-0B1 | PR 5000 Func desc. Practice exercici and basic prev. maintenance procedures | 1 |  |  |  | as is where is
https://www.fabsurplus.com/sdi_catalog/salesItemDetails.do?id=70004 | 70004 | Applied Materials | Baccini | Misc parts For Baccini Solar Line - see attached list | 1 | Spares | new unused |  | as is where is | immediately | Applied Materials Parts 58141008263 E306 Driver Clamp 58141008263 Clarinet Ampl Brush motor 52275112000 Plate for Buttons 52860003100 Double Encoder CK59 55440111728 Crimped female contactor 55440116580 Female Contactor weld distelec 116 52860003100 Double Encoder CK59
https://www.fabsurplus.com/sdi_catalog/salesItemDetails.do?id=71931 | 71931 | Applied Materials | 0050-76664 REV A | GAS LINE CHAMBER 2 PROCESS WC UPPER MIXE | 1 | spares | new unused | 1999-06-01 | as is where is | immediately
https://www.fabsurplus.com/sdi_catalog/salesItemDetails.do?id=71932 | 71932 | Applied Materials | 0020-20919 REV C | COVER CVD POST | 1 | spares | new unused | 1999-05-31 22:00 | as is where is | immediately
https://www.fabsurplus.com/sdi_catalog/salesItemDetails.do?id=71933 | 71933 | Applied Materials | 0150-21344 | CHAMBER D INTERCONNECT EMC COMPLIANT | 1 | spares | new unused | 1999-05-31 22:00 | as is where is | immediately
https://www.fabsurplus.com/sdi_catalog/salesItemDetails.do?id=101768 | 101768 | Applied Materials | 0010-00557 REV A | Heat Exchanger | 1 | FACILITIES | excellent | 1988-08-31 22:00 | as is where is | immediately | Type: 0010-00557 rev A UNIT DIMENSIONS: 51 CM X 73 CM X 70 CM (H) ESTIMATED CRATE DIMENSIONS: 61 CM X 83 CM X 100 CM (H) ESTIMATED CRATED WEIGHT: 200 KGS
SOLD | 105855 | Applied Materials | 0040-35966-P1 | WLDMT,LAMP HOUSING,RTP CHMBR | SOLD | SOLD | SOLD | SOLD | SOLD | SOLD | SOLD
https://www.fabsurplus.com/sdi_catalog/salesItemDetails.do?id=106207 | 106207 | Applied Materials | 0240-20611 REV E | KIT SLIT VALVE PER CHAMBER REV E | 1 | Spares | new unused | 1999-06-01 | as is where is | immediately | UNUSED AND IN ORIGINAL SEALED PACKING SEE PHOTOS FOR DETAILS
https://www.fabsurplus.com/sdi_catalog/salesItemDetails.do?id=106208 | 106208 | Applied Materials | 0040-13659 REV P1 | BLOCK, MTG | 1 | Spares | new unused | 1999-06-01 | as is where is | immediately | UNUSED AND IN ORIGINAL SEALED PACKING SEE PHOTO FOR DETAILS
https://www.fabsurplus.com/sdi_catalog/salesItemDetails.do?id=106209 | 106209 | Applied Materials | 0020-21089 | SHIELD | 1 | Spares | good | 1999-06-01 | as is where is | immediately | CLEANED AND SEALED IN PLASTIC BAG SEE PHOTOS FOR DETAILS
https://www.fabsurplus.com/sdi_catalog/salesItemDetails.do?id=106210 | 106210 | Applied Materials | 0190-20015 REV E | GAS LINE NO. 3 PRECLEAN CHAMBER REACTIVE PR | 1 | Spares | new unused | 1998-06-01 | as is where is | immediately | UNUSED AND IN ORIGINAL SEALED PACKING SEE PHOTOS FOR DETAILS
https://www.fabsurplus.com/sdi_catalog/salesItemDetails.do?id=106211 | 106211 | Applied Materials | 0050-20072 REV B | GAS LINE CHAMBER 3 HEATER MFC 1 VCR | 1 | Spares | new unused | 1999-06-01 | as is where is | immediately | UNUSED AND IN ORIGINAL SEALED PACKING SEE PHOTO FOR DETAILS
https://www.fabsurplus.com/sdi_catalog/salesItemDetails.do?id=106212 | 106212 | Applied Materials | 0050-76652 REV A | GAS LINE CHAMBER 2 PROCESS MFC 19 MIXED | 1 | Spares | new unused | 1999-06-01 | as is where is | immediately | UNUSED AND IN ORIGINAL SEALED PACKING SEE PHOTO FOR DETAILS
https://www.fabsurplus.com/sdi_catalog/salesItemDetails.do?id=106213 | 106213 | Applied Materials | 0020-20626 REV C | BLOCK MOUNTING SHUT-OFF VALVE | 2 | Spares | new unused | 1999-06-01 | as is where is | immediately | UNUSED AND IN ORIGINAL SEALED PACKING SEE PHOTO FOR DETAILS
https://www.fabsurplus.com/sdi_catalog/salesItemDetails.do?id=106214 | 106214 | Applied Materials | 0090-20042 REV D | ASSY 3 WAY VALVE | 5 | Spares | new unused | 1999-06-01 | as is where is | immediately | UNUSED AND IN ORIGINAL SEALED PACKING SEE PHOTO FOR DETAILS
https://www.fabsurplus.com/sdi_catalog/salesItemDetails.do?id=106215 | 106215 | Applied Materials | 0020-20483 REV E | HUB LAMP CORNER COVER | 2 | Spares | new unused | 1998-06-01 | as is where is | immediately | UNUSED AND IN ORIGINAL SEALED PACKING SEE PHOTO FOR DETAILS
https://www.fabsurplus.com/sdi_catalog/salesItemDetails.do?id=106216 | 106216 | Applied Materials | 0140-20502 REV D | HARN ASSY AC 2-PHASE DRIVER | 1 | Spares | new unused | 1999-06-01 | as is where is | immediately | UNUSED AND IN ORIGINAL SEALED PACKING SEE PHOTO FOR DETAILS
https://www.fabsurplus.com/sdi_catalog/salesItemDetails.do?id=106217 | 106217 | Applied Materials | 0020-20523 | COVER | 1 | Spares | excellent | 1999-06-01 | as is where is | immediately | SEALED SEE PHOTO FOR DETAILS
https://www.fabsurplus.com/sdi_catalog/salesItemDetails.do?id=106218 | 106218 | Applied Materials | 0240-70416 REV C | KIT BLOW OUT VALVE PER CHAMBER | 1 | Spares | new unused | 1999-06-01 | as is where is | immediately | UNUSED AND IN ORIGINAL SEALED PACKING SEE PHOTO FOR DETAILS
https://www.fabsurplus.com/sdi_catalog/salesItemDetails.do?id=106219 | 106219 | Applied Materials | 0190-20015 REV E | GAS LINE NO. 3 PRECLEAN CHAMBER REACTIVE PR | 1 | Spares | excellent | 1999-06-01 | as is where is | immediately | SEALED SEE PHOTO FOR DETAILS
https://www.fabsurplus.com/sdi_catalog/salesItemDetails.do?id=106220 | 106220 | Applied Materials | 0190-20015 REV D | VALVE / MANIFOLD | 1 | Spares | new unused | 1998-06-01 | as is where is | immediately | UNUSED AND IN ORIGINAL SEALED PACKING SEE PHOTO FOR DETAILS
https://www.fabsurplus.com/sdi_catalog/salesItemDetails.do?id=106221 | 106221 | Applied Materials | 3830-01018 REV | LABEL LASERTAB MARKER WHT POLYEST LAM | 2 | Spares | new unused | 1999-06-01 | as is where is | immediately | UNUSED AND IN ORIGINAL SEALED PACKING SEE PHOTO FOR DETAILS
https://www.fabsurplus.com/sdi_catalog/salesItemDetails.do?id=106222 | 106222 | Applied Materials | 3830-01034 REV | LABEL LASERTAB MARKER WHT POLYEST LAM | 1 | Spares | new unused | 1999-06-01 | as is where is | immediately | UNUSED AND IN ORIGINAL SEALED PACKING SEE PHOTO FOR DETAILS
https://www.fabsurplus.com/sdi_catalog/salesItemDetails.do?id=106223 | 106223 | Applied Materials | 0020-20626 REV C | BLOCK MOUNTING SHUT-OFF VALVE | 1 | Spares | new unused | 1998-06-01 | as is where is | immediately | UNUSED AND IN ORIGINAL SEALED PACKING SEE PHOTO FOR DETAILS
https://www.fabsurplus.com/sdi_catalog/salesItemDetails.do?id=106224 | 106224 | Applied Materials | 3870-01281 REV | VALVE BLANK PLATE ASSY FOR SMC P/N NVJ11 | 3 | Spares | new unused | 1999-06-01 | as is where is | immediately | UNUSED AND IN ORIGINAL SEALED PACKING SEE PHOTO FOR DETAILS
https://www.fabsurplus.com/sdi_catalog/salesItemDetails.do?id=106225 | 106225 | Applied Materials | 3870-01284 | VALVE BLANK PLATE ASSY FOR SMC P/N NVJ3023 | 1 | Spares | new unused | 1999-06-01 | as is where is | immediately | UNUSED AND IN ORIGINAL SEALED PACKING SEE PHOTO FOR DETAILS
https://www.fabsurplus.com/sdi_catalog/salesItemDetails.do?id=106226 | 106226 | Applied Materials | 0090-20042 REV D | ASSY 3 WAY VALVE | 1 | Spares | new unused | 1999-06-01 | as is where is | immediately | UNUSED AND IN ORIGINAL SEALED PACKING SEE PHOTO FOR DETAILS
https://www.fabsurplus.com/sdi_catalog/salesItemDetails.do?id=106227 | 106227 | Applied Materials | 0190-20015 REV E | GAS LINE NO. 3 PRECLEAN CHAMBER REACTIVE PR | 1 | Spares | new unused | 1999-06-01 | as is where is | immediately | UNUSED AND IN ORIGINAL SEALED PACKING SEE PHOTO FOR DETAILS
https://www.fabsurplus.com/sdi_catalog/salesItemDetails.do?id=106228 | 106228 | Applied Materials | 0020-20626 REV C | BLOCK MOUNTING SHUT-OFF VALVE | 1 | Spares | new unused | 1998-06-01 | as is where is | immediately | UNUSED AND IN ORIGINAL SEALED PACKING SEE PHOTO FOR DETAILS
https://www.fabsurplus.com/sdi_catalog/salesItemDetails.do?id=106944 | 106944 | Applied Materials | Endura 5500 (spare parts) | Endura 6" process kit for Degas Chamber, NEW, in AMAT box , including 0020-28140 and other parts | 1 | 150 mm | new unused | 2001-11-01 | as is where is | immediately | Used AMAT Endura 6" process kit Still in original AMAT Box * Box Model No: 84-9502-280 * Shield Degas ARC Part No: 0020-28140 * 6 INCH SHIELD DEGAS ARC SPRAYED * Clamp Ring DEGAS CHAMBER ARC SPRAYED Part No: 0020-28997 * SS DC BIAS QTY 2 * RETAINER RING QTY 4 * SCREW SHOULDER QTY 2 * INSULATOR DC BIAS CERAMIC QTY 2 * System/Tool: AMAT Endura * * SHIPPING WEIGHT AND DIMS: 16 KG 38 CM X 47 CM X 52 CM H
https://www.fabsurplus.com/sdi_catalog/salesItemDetails.do?id=6536 | 6536 | Applied Materials ® | 0230-09258 B | P5000 Mk II Mainfame support and equipment manual cleanroom July 1994 | 1 | Spares | good | 1994-07-01 | as is where is | immediately
https://www.fabsurplus.com/sdi_catalog/salesItemDetails.do?id=6537 | 6537 | Applied Materials ® | 026-105-03 C | P5000 Mk II Functional description training manual | 1 | Spares | good | 1995-04-01 | as is where is | immediately
https://www.fabsurplus.com/sdi_catalog/salesItemDetails.do?id=6538 | 6538 | Applied Materials ® | 079-109-0D | P5000 Mk II Advanced calibration proceedures manual Jan 1995 | 1 | Spares | good | 1995-01-01 | as is where is | immediately
https://www.fabsurplus.com/sdi_catalog/salesItemDetails.do?id=6539 | 6539 | Applied Materials ® | 079-102-0D | P5000 Mk II Advanced preventive and corrective maintenance Apr 1996 | 1 | Spares | good | 1996-04-01 | as is where is | immediately
https://www.fabsurplus.com/sdi_catalog/salesItemDetails.do?id=6540 | 6540 | Applied Materials ® | 026-110-0B.1 | P5000 Mk II Functional description , practice exercises and basic maintenance proceedures | 1 | Spares | good | 1996-03-01 | as is where is | immediately
https://www.fabsurplus.com/sdi_catalog/salesItemDetails.do?id=105851 | 105851 | Applied Materials ® | 079-018-05 | P5000 Mk II Functional description Practice exercises | 1 | Spares | good | 1995-04-30 22:00 | as is where is | immediately | Proceedure Rev E May 1995
https://www.fabsurplus.com/sdi_catalog/salesItemDetails.do?id=105852 | 105852 | Applied Materials ® | 0230-09258B | P5000 Mk II Mainframe and Support Equipment Manual | 1 | Spares | good | 1994-06-30 22:00 | as is where is | immediately | On Cleanroom Paper Proceedure 010-102-0B Rev B July 1994
https://www.fabsurplus.com/sdi_catalog/salesItemDetails.do?id=105853 | 105853 | Applied Materials ® | 0230-00103 | Precision Etch 8300 Corrective Maintenance Rev 3 | 2 | Spares | good | 1990-04-30 22:00 | as is where is | immediately | Proceedure on cleanroom paper, Rev 3 May 1990
https://www.fabsurplus.com/sdi_catalog/salesItemDetails.do?id=105854 | 105854 | Applied Materials ® | 0230-20005 | Endura Operations and Programming Training Course Student Workbook | 1 | Spares | good | 1993-08-31 22:00 | as is where is | immediately | Proceedure Rev B Sep 1993
https://www.fabsurplus.com/sdi_catalog/salesItemDetails.do?id=105858 | 105858 | Applied Materials ® | 0021-35163 Rev A | Gold-plated RTP Reflector Plate, 200 MM, chamber bottom | 1 | 200 mm | good | 1997-05-31 22:00 | as is where is | immediately | Gold-plated 200 mm RTP Bottom Reflector Plate, from MOD 1 RTP Chamber, used, in good condition, see attached photos for details
https://www.fabsurplus.com/sdi_catalog/salesItemDetails.do?id=110617 | 110617 | Applied Materials ® | 0190-33289 | RTP CHAMBER LAMP | 183 | spares |  |  | as is where is | immediately | USED RTP chamber lamp; Q.TY 183. THESE LAMPS HAVE BEEN USED, SO WE DON'T KNOW IF THEY ARE IN WORKING CONDITION OR NOT.
https://www.fabsurplus.com/sdi_catalog/salesItemDetails.do?id=32217 | 32217 | ASAHI TOOLS | K-2 | PRECISION WRENCH | 1 | PARTS | excellent |  | as is where is | immediately | FROM NITTO HR AND DR8500
https://www.fabsurplus.com/sdi_catalog/salesItemDetails.do?id=83894 | 83894 | ASAHI TOOLS | K-2 | PRECISION WRENCH | 1 | PARTS | excellent |  | as is where is | immediately | FROM NITTO HR AND DR8500
https://www.fabsurplus.com/sdi_catalog/salesItemDetails.do?id=77168 | 77168 | Asco | SC8210G004 | Solenoid Valve, 1 In, Orifice 1 In, Brass | 1 | Spares | as new |  | as is where is | immediately | ASCO SC8210G004, Solenoid Valve, 1 In, Orifice 1 In, Brass New in Box, Ships from our Boerne, TX Warehouse
https://www.fabsurplus.com/sdi_catalog/salesItemDetails.do?id=83571 | 83571 | Asco | SC8210G93 | Solenoid Valve, | 1 | Spares | as new |  | as is where is | immediately | ASCO SC8210G93 Red Hat, Solenoid Valve, , Brass New in Box, Ships from our Boerne, TX Warehouse
https://www.fabsurplus.com/sdi_catalog/salesItemDetails.do?id=81827 | 81827 | ASM | 2890224-21 | Converter DTC | 1 | Spares | new |  | as is where is | immediately | 2-port DEB-8025 Data acquisition Board. with manual Located in AVEZZANO 67051 ITALYwarehouse
https://www.fabsurplus.com/sdi_catalog/salesItemDetails.do?id=81828 | 81828 | ASM | 2506556-21 | Processor DTC PCB | 1 | Spares | good | 2010-03-01 | as is where is | immediately | ASM 2506556 Processor DTC board, march 2010 vintage REV A. Used, working , sold as-is. See photos for details, etc. Located in our AVEZZANO 67051 ITALY warehouse
https://www.fabsurplus.com/sdi_catalog/salesItemDetails.do?id=109104 | 109104 | ASM | AS899 (Spare Parts) | Stock of Spare Parts for ASM Die Sorters / Pick and place Die Bonders | 51 | Spares | excellent | 2009-06-01 | as is where is | immediately | Set of spare parts for ASM AS 899 Die Sorter / Pick and Place Die Bonders. Please refer to the below list for details. Will Ship to you from our Avezzano (AQ) 67051 Italy location Photos of these parts are available on request. Manufacturer Model Description ASM AS 899 (Spares) Ionizing Blower Model 6432 E ASM AS 899 (Spares) Linear Solenoid Driver III (104722924) ASM AS 899 (Spares) Linear Solenoid Driver III (104722925) ASM AS 899 (Spares) 2 pcs. Circuit Board (64-20915B) ASM AS 899 (Spares) Joystick with cable ASM AS 899 (Spares) Lighting Module Assy (01-19690) ASM AS 899 (Spares) Airflow and Pneumatic (BIA) (01-31375/A) ASM AS 899 (Spares) Airflow and Pneumatic (BIA) (01-31375) ASM AS 899 (Spares) Press & Vac Solenoid Valve Assy ( 01-21435) ASM AS 899 (Spares) AC SERVO Motor B21293 ASM AS 899 (Spares) AC SERVO Motor ASM AS 899 (Spares) AC SERVO Motor B43325 ASM AS 899 (Spares) AC SERVO Motor C47778 ASM AS 899 (Spares) Small Optics Assy ASM AS 899 (Spares) Small Optics Assy ASM AS 899 (Spares) 2 pcs. Circuit Board (64-2020E) ASM AS 899 (Spares) Circuit Board (64-21019E) ASM AS 899 (Spares) Circuit Board (64-20873B) ASM AS 899 (Spares) Prober XYZ Table Assy ASM AS 899 (Spares) Prober XYZ Table Assy ASM AS 899 (Spares) Circuit Board (03-20847) ASM AS 899 (Spares) Small Optics Assy ASM AS 899 (Spares) Small Optics Assy with Holder ASM AS 899 (Spares) Theta Wafer Ring Wafer Table Assy ASM AS 899 (Spares) Test Plate 05850734 ASM AS 899 (Spares) Test Plate 05850734 ASM AS 899 (Spares) Test Plate 05850733 ASM AS 899 (Spares) Test Plate 05850733 ASM AS 899 (Spares) Look Connector EE-1001 (53-40037) ASM AS 899 (Spares) BIAX ENC Assy (02-44503) ASM AS 899 (Spares) Renishaw Cable RGH24Z15A00A ASM AS 899 (Spares) Ball Frictionless Table NON (24-00206) ASM AS 899 (Spares) Airflow Sensor Assy ( 01-25888) ASM AS 899 (Spares) Airflow Sensor Assy ASM AS 899 (Spares) Tool Kit (01-23691) ASM AS 899 (Spares) Reflector Kit (01-30610) ASM AS 899 (Spares) Manometer for Pressure Compensation ASM AS 899 (Spares) Pick & Place unit ASM AS 899 (Spares) Pick & Place unit ASM AS 899 (Spares) Die sorter Rotating Arm Motor ASM AS 899 (Spares) 3 pcs. Metal Column ASM AS 899 (Spares) Module 1-20.10 ASM AS 899 (Spares) Die Plate ASM AS 899 (Spares) Cable ASM AS 899 (Spares) Angle small ASM AS 899 (Spares) Microscope single-eyed TS-C (132416) ASM AS 899 (Spares) Keyboard and Mouse ASM AS 899 (Spares) 14 pcs. Chip Module and various cables ASM AS 899 (Spares) Microscope Holder ASM AS 899 (Spares) Angle with Test Plate ASM AS 899 (Spares) 20 pcs. Double modules and 12 pcs. Single modules
https://www.fabsurplus.com/sdi_catalog/salesItemDetails.do?id=80315 | 80315 | Astec | VS3-D8-D8-02 | Power Supply 2000 watts | 2 |  | excellent |  | as is where is | immediately | Power Supply 2000 watts, removed from working service from Credence Duo SX tester. Located in our Boerne, TX Warehouse
https://www.fabsurplus.com/sdi_catalog/salesItemDetails.do?id=81873 | 81873 | Astec | VS1-L3-02 (-335-CE) | Power Supply 1500 watts | 1 | Spares | excellent |  | as is where is | immediately | Removed from Credence Duo SX Tester in working condition.
https://www.fabsurplus.com/sdi_catalog/salesItemDetails.do?id=81875 | 81875 | Astec | VS3-D4-B4-22 (-447-ce) | Power Supply 2000 watts | 4 | Spares | good |  | as is where is | immediately | Power Supply, 2000 watts, removed from working system Located in Avezzano, 67051 Italy. qty 4 available
https://www.fabsurplus.com/sdi_catalog/salesItemDetails.do?id=81876 | 81876 | Astec | VS1-L5-02 (-452-ce) | Power Supply | 1 |  | excellent |  | as is where is | immediately | Power Supply, removed from working service from Credence Duo SX tester. Located in our Boerne, TX Warehouse
https://www.fabsurplus.com/sdi_catalog/salesItemDetails.do?id=82176 | 82176 | Astec | VS3-C2-C2-C2 | Power Supply 2000 watts (-450-CE) | 1 |  | excellent |  | as is where is | immediately | Power Supply 2000 watts, removed from working service from Credence Duo SX tester. Located in our Boerne, TX Warehouse
https://www.fabsurplus.com/sdi_catalog/salesItemDetails.do?id=82227 | 82227 | Astec | VS3-C2-C2-02 | Power Supply 2000 watts (-450-CE) 5.2V FOR CREDENCE DUO TESTER | 2 | Spares | new | 2011-06-01 | as is where is | immediately | Power Supply 2000 watts, This power supply is wrapped in static wrap, tested, and appears to have never been used. Like new. CREDENCE 5.2 V PSU
https://www.fabsurplus.com/sdi_catalog/salesItemDetails.do?id=83556 | 83556 | Astec | VS3-C8-A8-02 (-451-CE) | Power Supply 2000 watts FOR CREDENCE DUO TEST SYSTEM | 1 | Spares | excellent |  | as is where is | immediately | Power Supply 2000 watts, removed from working service from Credence Duo SX tester. Located in our AVEZZANO 67051 ITALY Warehouse
https://www.fabsurplus.com/sdi_catalog/salesItemDetails.do?id=83557 | 83557 | Astec | VS1-L3-02 (-435-CE) | Power Supply 1500 watts | 1 |  | excellent |  | as is where is | immediately | Removed from Credence Duo SX Tester in working condition
https://www.fabsurplus.com/sdi_catalog/salesItemDetails.do?id=83558 | 83558 | Astec | VS1-D8-02 (-436-CE) | Power Supply 1500 watts | 1 | SPARES | excellent |  | as is where is | immediately | Removed from Credence Duo SX Tester in working condition
https://www.fabsurplus.com/sdi_catalog/salesItemDetails.do?id=53270 | 53270 | Astec Powertec | 9K2-300-372 | Super Switcher Power Supply | 2 | Spares | excellent | 1994-05-31 22:00 | as is where is | immediately | AC Input 115V/220V 20A/15A/ Output: 2V 300A Vintage 1994 Qty 2 Available Megatest Part 114060 ASTEC PN 080-25433-1723
https://www.fabsurplus.com/sdi_catalog/salesItemDetails.do?id=84765 | 84765 | Asyst | 1150-V1315S | SMIF Load port 150mm for Lam 4620 | 1 | 150 MM | good |  | as is where is | immediately | ASYST BROOKS 1150-V131S 150mm SMIF load port See photos for condition. Qty 2 available. Were in use with LAM 4620 Located in our Avezzano, Italy warehouse
https://www.fabsurplus.com/sdi_catalog/salesItemDetails.do?id=95404 | 95404 | Asyst | 1150-V1315S | SMIF Load port 150mm for Lam 4620 | 1 | 150 MM | good |  | as is where is | immediately | ASYST BROOKS 1150-V131S 150mm SMIF load port Were in use with LAM 4620
https://www.fabsurplus.com/sdi_catalog/salesItemDetails.do?id=77184 | 77184 | Athena | 16C-B-S-0-23-00 | Temperature / Process controller | 1 |  | new in box | 2012-02-01 | as is where is | immediately | Brand new in box, Electroheat Engineering Athena 16C-B-S-0-23-00 With manual
https://www.fabsurplus.com/sdi_catalog/salesItemDetails.do?id=72111 | 72111 | Axcelis | 17091650 | SUPP RACK | 3 | Spares | excellent |  | as is where is | immediately | At the warehouse of Fabsurplus Italy, location Avezzano 67051 Italy.See attached photos for condition.
https://www.fabsurplus.com/sdi_catalog/salesItemDetails.do?id=72120 | 72120 | Axcelis | 17S2467 | DISK | 1 | Spares | excellent |  | as is where is | immediately | At the warehouse of Fabsurplus Italy, location Avezzano 67051 Italy.See attached photos for condition.
https://www.fabsurplus.com/sdi_catalog/salesItemDetails.do?id=98713 | 98713 | Baccini | Wafer Boats | Spares for Baccini solar cell manufacturing line | 100 | Solar | good | 2008-05-01 | as is where is | immediately | These are the boarts for loading the square solar wafers into the different parts of the Baccini solar line. A quantity of around 100 of these boats is available. They are located at out Avezzano, Italy warehouse.
https://www.fabsurplus.com/sdi_catalog/salesItemDetails.do?id=83589 | 83589 | Beckhoff | BK9000 | Ethernet interface module | 1 | Spares | good |  | as is where is | immediately | Used good Will Ship from our Boerne, TX Warehouse
https://www.fabsurplus.com/sdi_catalog/salesItemDetails.do?id=83594 | 83594 | Beckhoff | KL9050 | PLC Module | 1 |  | excellent |  | as is where is | immediately | used beckhoff kl9050 plc module.
https://www.fabsurplus.com/sdi_catalog/salesItemDetails.do?id=84213 | 84213 | Beckhoff | KL9020 | Ethernet interface | 2 | Spares | good |  | as is where is | immediately
https://www.fabsurplus.com/sdi_catalog/salesItemDetails.do?id=84379 | 84379 | BELDEN 8219 | IC20 | BRAID R-58A/U | 1 |  | excellent |  | as is where is | immediately | TYPE 50 OHM E34972 WEIGHT:200 GR. DIMENSION WITHOUT CABLE: 6 X 14 X 2,5 (H)
https://www.fabsurplus.com/sdi_catalog/salesItemDetails.do?id=77095 | 77095 | Bellows | 10.01.06.00878 | Bellows suction cup 9mm, pack of 12 | 1 |  |  |  | as is where is
https://www.fabsurplus.com/sdi_catalog/salesItemDetails.do?id=77169 | 77169 | Bimba Ultran | US-1737.125-S | Rodless Pneumatic Actuator | 1 | Spares | as new |  | as is where is | immediately | Rodless Pneumatic Actuator 100 MAX Pressure New in Box, Ships from our Boerne, TX Warehouse
https://www.fabsurplus.com/sdi_catalog/salesItemDetails.do?id=77170 | 77170 | Bimba Ultran | US-1734.125-S | Rodless Pneumatic Actuator | 1 | Spares | as new |  | as is where is | immediately | Rodless Pneumatic Actuator 100 MAX Pressure New in Box, Ships from our Boerne, TX Warehouse
https://www.fabsurplus.com/sdi_catalog/salesItemDetails.do?id=83862 | 83862 | Brooks | TT1ENR2-1 | Brooks robot Teach Pendant TT1ENR2-1-TVS-ES-Brooks8 | 1 | Spares | excellent |  | as is where is | immediately | Brooks TT1ENR2-1 robot controller with cable, used, tested good sold as-is
https://www.fabsurplus.com/sdi_catalog/salesItemDetails.do?id=84378 | 84378 | CABLE |  |  | 3 |  | excellent |  | as is where is | immediately | CABLE WEIGHT:400 GR. FOR THREE
https://www.fabsurplus.com/sdi_catalog/salesItemDetails.do?id=80256 | 80256 | CAJON | SS-4-VC0 | FITTINGS | 13 |  | excellent |  | as is where is | immediately
https://www.fabsurplus.com/sdi_catalog/salesItemDetails.do?id=80258 | 80258 | CAJON | SS-8-VC0-4 | FITTINGS | 5 |  | excellent |  | as is where is | immediately
https://www.fabsurplus.com/sdi_catalog/salesItemDetails.do?id=77154 | 77154 | Cam York | ST-17-08-153-01-154-01-0-00-C010(1) | Centrifual Blower Motor 1/8hp 220V 0.65A 30 RPM | 1 | Spares | excellent |  | as is where is | immediately | Centrifugal Blower motor 1/8HP 220V 0.65A 50/60Hz R.P.M. 3330/2870
https://www.fabsurplus.com/sdi_catalog/salesItemDetails.do?id=84244 | 84244 | Camloc | RS-182 | GAS SPRING | 2 | Spares | new unused |  | as is where is | immediately | RS-182-4677-V/30-119856-32/99 WEIGHT: 200 GR. DIMENSION: 3 X 3 X 42 (H) FOR EACH
https://www.fabsurplus.com/sdi_catalog/salesItemDetails.do?id=52153 | 52153 | Canon | Chuck Tool | Chuck Tool for EX3, EX4, i4, i5 | 1 | 200 mm | excellent | 1999-04-30 22:00 | as is where is | immediately | Chuck tool for maintenance EX3,ex4, I4, I5 scanner S/N 142
https://www.fabsurplus.com/sdi_catalog/salesItemDetails.do?id=52262 | 52262 | Canon | 6736A | reticle handling robot for i4, iW, i5, i5+, EX3, EX4, EX5, EX6 | 1 | spares | excellent | 1999-06-30 22:00 | as is where is | immediately | Reticle handler complete with CCD reader, see picture for details
https://www.fabsurplus.com/sdi_catalog/salesItemDetails.do?id=52265 | 52265 | Canon | video impedance adapter | 5 channel video impedance adapter | 1 | spares | excellent | 1999-06-30 22:00 | as is where is | immediately | Video swotch, video impedance adapter, 5 channels for Canon FPA3000 series, see pictures for details.
https://www.fabsurplus.com/sdi_catalog/salesItemDetails.do?id=52338 | 52338 | Canon | BH8-2017-01 | IL3-CD-PCB for Canon FPA 3000 series iw i4 i5 ex3 ex4 ex5 ex6 | 1 | spares | excellent | 1999-06-30 22:00 | as is where is | immediately | IL3-CD Board for FPA3000 Canon series for Canon FPA 3000 series iw i4 i5 ex3 ex4 ex5 ex6
https://www.fabsurplus.com/sdi_catalog/salesItemDetails.do?id=52341 | 52341 | Canon | BH8-1980-01 | EASRCD Board for Canon FPA 3000 series iw i4 i5 ex3 ex4 ex5 ex6 | 1 | spares | excellent | 1999-06-30 22:00 | as is where is | immediately | EASRCD Board from Canon series
https://www.fabsurplus.com/sdi_catalog/salesItemDetails.do?id=52342 | 52342 | Canon | BH8-1979-01 | EASLCD Board for Canon FPA 3000 series iw i4 i5 ex3 ex4 ex5 ex6 | 1 | spares | excellent | 1999-06-30 22:00 | as is where is | immediately | EASLCD suitable for Canon FPA3000 Series iw i4 i5 ex3 ex4 ex5 ex6
https://www.fabsurplus.com/sdi_catalog/salesItemDetails.do?id=52346 | 52346 | Canon | BH8-2022-01, BG8-3369, BG4-8680 | EXP-CD Board for Canon FPA 3000 series iw i4 i5 ex3 ex4 ex5 ex6 | 1 | spares | excellent | 1999-06-30 22:00 | as is where is | immediately | EXP-CD Board suitable for Canon FPA3000 series for Canon FPA 3000 series iw i4 i5 ex3 ex4 ex5 ex6
https://www.fabsurplus.com/sdi_catalog/salesItemDetails.do?id=52347 | 52347 | Canon | BH8-1938-01BG4-9386 BG8-2694 | CD90-CD PCB assembly | 1 | spares | excellent |  | as is where is | immediately | Board suitable for Canon FPA3000 series
https://www.fabsurplus.com/sdi_catalog/salesItemDetails.do?id=52348 | 52348 | Canon | BH8-2065-02, BG4-8805, BG8-3375 | CD90-INTLK board for Canon FPA 3000 series iw i4 i5 ex3 ex4 ex5 ex6 | 1 | spares | excellent | 1999-06-30 22:00 | as is where is | immediately | CD90-INTLK board siutable for Canon FPA3000 series, (P/N BH8-2065-02, BG4-8805, BG8-3375
https://www.fabsurplus.com/sdi_catalog/salesItemDetails.do?id=52360 | 52360 | Canon | Zenith ZPS-250 | Multiple voltage power supply 250Watts | 1 | spares | excellent | 1999-06-30 22:00 | as is where is | immediately | Multiple voltage power supply, submodule on Canon FPA3000 series
https://www.fabsurplus.com/sdi_catalog/salesItemDetails.do?id=52365 | 52365 | Canon | Shimaden SR25-2P-N-00699609 | PDI CONTROLLER for Canon FPA 3000 series iw i4 i5 ex3 ex4 ex5 ex6 | 2 | spares | excellent | 1999-06-30 22:00 | as is where is | immediately | Temperature controller that fits in Canon FPA3000 series canon pn y75-1143-000
https://www.fabsurplus.com/sdi_catalog/salesItemDetails.do?id=52366 | 52366 | Canon | Shimaden SR25-2P-N-00699609 | PDI CONTROLLER for Canon FPA 3000 series iw i4 i5 ex3 ex4 ex5 ex6 | 1 | spares | excellent | 1999-06-30 22:00 | as is where is | immediately | Temperature controller that fits ino Canon FPA3000 series CANON P /N Y75-1143-000
https://www.fabsurplus.com/sdi_catalog/salesItemDetails.do?id=52367 | 52367 | Canon | Chino ES-600 | Chart Recorder for Canon FPA 3000 series iw i4 i5 ex3 ex4 ex5 ex6 | 1 | spares | excellent | 1999-06-30 22:00 | as is where is | immediately | Chart recorder suitable for Canon FPA3000 series, see pictures for details. see this link for technical details: chino.co.jp/english/products/06_ES.htm
https://www.fabsurplus.com/sdi_catalog/salesItemDetails.do?id=52379 | 52379 | CANON | FUJITSU DENSO 4247-E924 | 1ch power supply module for Canon FPA 3000 series iw i4 i5 ex3 ex4 ex5 ex6 | 1 | spares | excellent | 1999-06-30 22:00 | as is where is | immediately | 1 channel power supply module, 24V 10A out
https://www.fabsurplus.com/sdi_catalog/salesItemDetails.do?id=52380 | 52380 | CANON | Fujitsu Denso 4247-E924 | 1ch power supply module for Canon FPA 3000 series iw i4 i5 ex3 ex4 ex5 ex6 | 1 | spares | excellent | 1999-06-30 22:00 | as is where is | immediately | 1 channel power supply module, 24V 10A out
https://www.fabsurplus.com/sdi_catalog/salesItemDetails.do?id=52381 | 52381 | CANON | Fujitsu Denso 4247-E924 | 1ch power supply module for Canon FPA 3000 series iw i4 i5 ex3 ex4 ex5 ex6 | 1 | spares | excellent | 1999-06-30 22:00 | as is where is | immediately | 1 channel power supply module, 24V 10A out
https://www.fabsurplus.com/sdi_catalog/salesItemDetails.do?id=52382 | 52382 | CANON | FUJITU DENSO 4247-E924 | 1ch power supply module for i4, iW, i5, i5+, EX3, EX4, EX5, EX6 | 1 | spares | excellent | 1999-06-30 22:00 | as is where is | immediately | 1 channel power supply module, 24V 10A out. For models i4, iW, i5, i5+, EX3, EX4, EX5, EX6
https://www.fabsurplus.com/sdi_catalog/salesItemDetails.do?id=52384 | 52384 | Canon | Fujitsu Denso 4247-E924 | 1ch power supply module for Canon FPA 3000 series iw i4 i5 ex3 ex4 ex5 ex6 | 1 | spares | excellent |  | as is where is | immediately | 1 channel power supply module, 24V 10A out
https://www.fabsurplus.com/sdi_catalog/salesItemDetails.do?id=52446 | 52446 | Canon | Fujitsu Denso 4249-E922 | 4 channel power supply module for Canon FPA 3000 series iw i4 i5 ex3 ex4 ex5 ex6 | 1 | spares | excellent | 1999-06-30 22:00 | as is where is | immediately | 4 channels power supply module 12V-1.5A each
https://www.fabsurplus.com/sdi_catalog/salesItemDetails.do?id=52447 | 52447 | CANON | Fujitsu Denso 4249-E923 | 4 channel power supply module for Canon FPA 3000 series iw i4 i5 ex3 ex4 ex5 ex6 | 1 | spares | excellent | 1999-06-01 | as is where is | immediately | 4 channels power supply module 15V-1.5A each
https://www.fabsurplus.com/sdi_catalog/salesItemDetails.do?id=52448 | 52448 | CANON | FUJITSU DENSO 4248-E922 | 2 channels power supply module for canon fpa 3000 series | 1 | spares | excellent | 1999-06-30 22:00 | as is where is | immediately | 2 channels power supply module, both channel 12V-8A
https://www.fabsurplus.com/sdi_catalog/salesItemDetails.do?id=52450 | 52450 | Canon | Fuji Denso 4248-E921 | 2 channels power supply module for Canon FPA 3000 series iw i4 i5 ex3 ex4 ex5 ex6 | 1 | spares | excellent | 1999-06-30 22:00 | as is where is | immediately | 2 channels power supply module both ch 5V-20A
https://www.fabsurplus.com/sdi_catalog/salesItemDetails.do?id=53020 | 53020 | CANON | Fujitsu denso 4250-E921 | Hi-Voltage power supply for Canon FPA 3000 series iw i4 i5 ex3 ex4 ex5 ex6 | 1 | spares | excellent | 1999-06-30 22:00 | as is where is | immediately | 4 OUT channels 220-380VDC, 2,5KW
https://www.fabsurplus.com/sdi_catalog/salesItemDetails.do?id=53021 | 53021 | Canon | Fujitsu Denso 4250-E921 | Hi-Voltage power supply for Canon FPA 3000 series iw i4 i5 ex3 ex4 ex5 ex6 | 1 | spares | excellent | 1999-06-30 22:00 | as is where is | immediately | 4 channels Hi voltage power supply 220-380VDC-2.5KW
https://www.fabsurplus.com/sdi_catalog/salesItemDetails.do?id=53023 | 53023 | Canon | Fujitsu Denso 4250-E921 | Hi-Voltage power supply for Canon FPA 3000 series iw i4 i5 ex3 ex4 ex5 ex6 | 1 | spares | excellent | 1999-06-30 22:00 | as is where is | immediately | 4 channels high voltage power supply, 220-380VDC, 2.5KW
https://www.fabsurplus.com/sdi_catalog/salesItemDetails.do?id=53032 | 53032 | Canon | Omron APR-S | Reverse Phase Relay for Canon FPA 3000 series iw i4 i5 ex3 ex4 ex5 ex6 | 1 | spares | excellent |  | as is where is | immediately | Reverse Phase Relay, see picture for details for Canon FPA 3000 series iw i4 i5 ex3 ex4 ex5 ex6
https://www.fabsurplus.com/sdi_catalog/salesItemDetails.do?id=53041 | 53041 | Canon | spares | Wafer Cassette holder for FPA 3000 SERIES iw i4 i5 ex3 ex4 ex5 ex6 | 1 | spares | excellent |  | as is where is | immediately | 8" cassette holder, see pictures for details
https://www.fabsurplus.com/sdi_catalog/salesItemDetails.do?id=53042 | 53042 | Canon | FPA 3000 series | Cassette holder for Canon FPA 3000 series iw i4 i5 ex3 ex4 ex5 ex6 | 1 | spares | excellent |  | as is where is | immediately | 8" Cassette holder, see pictures for details
https://www.fabsurplus.com/sdi_catalog/salesItemDetails.do?id=53045 | 53045 | Canon | Fuji Electric PE-LA 5 D | Inductive Linear Sensor for Canon FPA 3000 series iw i4 i5 ex3 ex4 ex5 ex6 | 3 | spares | excellent |  | as is where is | immediately | Inductive linear sensor module for Canon FPA 3000 series iw i4 i5 ex3 ex4 ex5 ex6
https://www.fabsurplus.com/sdi_catalog/salesItemDetails.do?id=53046 | 53046 | Canon | Fuji Electric PE-LA 5 D | Inductive Linear Sensor for Canon FPA 3000 series iw i4 i5 ex3 ex4 ex5 ex6 | 1 | spares | excellent |  | as is where is | immediately | inductive linear sensor module for Canon FPA 3000 series iw i4 i5 ex3 ex4 ex5 ex6
https://www.fabsurplus.com/sdi_catalog/salesItemDetails.do?id=53047 | 53047 | Canon | Fuji Electric PE-LA 5 D | Inductive Linear Sensor for Canon FPA 3000 series iw i4 i5 ex3 ex4 ex5 ex6 | 1 | spares | excellent |  | as is where is | immediately | inductive linear sensor module for Canon FPA 3000 series iw i4 i5 ex3 ex4 ex5 ex6
https://www.fabsurplus.com/sdi_catalog/salesItemDetails.do?id=53049 | 53049 | Canon | BH8-1768-02 | Library Sub Board for Canon FPA 3000 series iw i4 i5 ex3 ex4 ex5 ex6 | 1 | spares | excellent | 1999-05-31 22:00 | as is where is | immediately | Library brd suitable for Canon FPA3000 series (P/N BH8-1768-02, BG4-8194)
https://www.fabsurplus.com/sdi_catalog/salesItemDetails.do?id=53050 | 53050 | Canon | BH8-1818-01 | LD/PD board for Canon FPA 3000 series iw i4 i5 ex3 ex4 ex5 ex6 | 1 | spares | excellent | 1999-06-30 22:00 | as is where is | immediately | LD/PD board suitable for Canon FPA3000 series (P/N BH8-1818-01, BG4-6789)
https://www.fabsurplus.com/sdi_catalog/salesItemDetails.do?id=53056 | 53056 | Canon | BG9-4757, BH8--1069-01 | AF DRV board for Canon FPA 1550 series | 1 | spares | excellent |  | as is where is | immediately | AF driver board from Canon 1550 MarkIV series
https://www.fabsurplus.com/sdi_catalog/salesItemDetails.do?id=53057 | 53057 | Canon | BG9-4760, BG83111, BH8-1071-02 | SH/RH board for Canon FPA 1550 | 1 | spares | excellent | 1999-06-30 22:00 | as is where is | immediately | SH/RH board suitable to Canon 1550MarkIV series
https://www.fabsurplus.com/sdi_catalog/salesItemDetails.do?id=53058 | 53058 | Canon | BG9-4761, BG8-3112, BH8-1071-01 | SH/RH board FOR CANON FPA SERIES STEPPERS | 1 | spares | excellent | 1999-06-30 22:00 | as is where is | immediately | SH/RH board suitable for Canon FPA SERIES
https://www.fabsurplus.com/sdi_catalog/salesItemDetails.do?id=53059 | 53059 | Canon | BH8-1073-01, BG9-4763, BG8-3114 | PA SENSER board | 1 | spares | excellent | 1999-06-01 | as is where is | immediately | PA SENSER board, suitable FOR Canon 1550MarkIV series. REV D SENSOR V1.0 4J BH6-1240
https://www.fabsurplus.com/sdi_catalog/salesItemDetails.do?id=53060 | 53060 | Canon | BG9-4764, BH8-1074-01 | PA CCD board for Canon FPA series steppers | 1 | spares | excellent | 1999-06-30 22:00 | as is where is | immediately | PA CCD board, suitable for Canon 1550MarkIV series
https://www.fabsurplus.com/sdi_catalog/salesItemDetails.do?id=53061 | 53061 | Canon | BG9-4762, BG8-3113, BH8-1072-01 | PA STAGE board for Canon 1550MarkIV series | 1 | spares | excellent | 1995-06-30 22:00 | as is where is | immediately | PA STAGE board suitable for Canon 1550MarkIV series
https://www.fabsurplus.com/sdi_catalog/salesItemDetails.do?id=53062 | 53062 | Canon | BG9-4758, BG8-3109, BH8-1070-02 | SC/RC board for Canon FPA series steppers | 1 | spares | excellent | 1999-06-30 22:00 | as is where is | immediately | SC/RC board, fits into Canon 1550MarkIV series.
https://www.fabsurplus.com/sdi_catalog/salesItemDetails.do?id=53063 | 53063 | Canon | BG9-4759, BG8-3110, BH8-1070-02 | SC/RC board for Canon fpa | 1 | spares | excellent | 1999-06-30 22:00 | as is where is | immediately | SC/RC board, fits into Canon FPA SERIES
https://www.fabsurplus.com/sdi_catalog/salesItemDetails.do?id=53066 | 53066 | Canon | BG4-6365 | PPC Pellicle Particle Checker Unit for FPA3000 series stepper iw i4 i5 ex3 ex4 ex5 ex6 | 1 | spares | excellent | 1997-04-30 22:00 | as is where is | immediately | Complete subassembly of Pellicle Particle Checker, Boards inside P/N BG9-5989, BH8-1843-02, BG8-2693, suitable to work with Canon FPA3000 series
https://www.fabsurplus.com/sdi_catalog/salesItemDetails.do?id=53074 | 53074 | Canon | FPA 3000 series extended reticle library | extended reticle library | 1 | 6 inch | excellent | 1998-06-01 | as is where is | immediately | Extended reticle library. Compatible with Canon EX series, i4, i5, i5+, i5++
https://www.fabsurplus.com/sdi_catalog/salesItemDetails.do?id=80249 | 80249 | CANON | BG4-7001 | BH8-1837-01 PCB | 1 |  | excellent |  | as is where is | immediately
https://www.fabsurplus.com/sdi_catalog/salesItemDetails.do?id=80253 | 80253 | Canon | FPA1550 MK4 (Spares) | Targetting lenses for Canon Stepper qty 2 | 2 | SPARES | excellent | 1995-05-31 22:00 | as is where is | immediately | qty 2 lenses as shown in the photos, from a Canon FPA 1550 Mark IV stepper. Will ship to you from our warehouse in Avezzano (AQ) 67051 Italy.
https://www.fabsurplus.com/sdi_catalog/salesItemDetails.do?id=84412 | 84412 | CANON | FPA 1550 Mark IV (Spares) | Wafer transfer arm INL-WS1 for CANON FPA 1550 MARK 4 | 1 | 150 mm | excellent |  | as is where is | immediately | WEIGHT: KG.2,2 DIMENSION: 36 X 31 X 10 (H)
https://www.fabsurplus.com/sdi_catalog/salesItemDetails.do?id=84774 | 84774 | Canon | Chuck, 8 inch | Wafer Chuck for EX3, EX4, i4, i5 | 1 | 200 mm | excellent | 1999-04-30 22:00 | as is where is | immediately | Chuck FOR 8 INCH compatible with Canon EX3,ex4, I4, I5 scanner
https://www.fabsurplus.com/sdi_catalog/salesItemDetails.do?id=102059 | 102059 | Canon | FPA 3000 SERIES i4 i5 EX3 EX4 EX5 EX6 | Various Spare Parts and lenses for Canon FPA-3000 Series | 27 | spares | good | 1998-05-01 | as is where is | immediately | All articles are stored in our warehouse in Avezzano, Italy Manufacturer Model Description Quantity Vexta/Oriental Motor PH554-NA Stepping Stepping Motor Olympus BA124L001 DC Motor + D500 Gearhead DC Motor and geardeah 2 ISSOKU GTR080+208LC5 Miniature Ballscrew Vexta/Oriental Motor PX243-03A Stepping Motor and Frame Lens Vexta/Oriental Motor C6415-0915 Stepping Motor and Precision Mechanic Lenses SEE PHOTOS SEE PHOTOS -
https://www.fabsurplus.com/sdi_catalog/salesItemDetails.do?id=103739 | 103739 | CANON | BG4-6746 BH8-1822-01 BG8-2683 | WF/RC IF PCB FOR CANON I-LINE STEPPERS | 1 | Spares | excellent | 1996-10-31 23:00 | as is where is | immediately | -Canon BH8-1822-01 BG4-6746 WF/RC-IF BG8-2683 PCB
https://www.fabsurplus.com/sdi_catalog/salesItemDetails.do?id=103741 | 103741 | CANON | ROCKY KS-112 | SCSI EXT PCB FOR CANON FPA SERIES I-LINE STEPPERS | 1 | SPARES | excellent | 1996-10-31 23:00 | as is where is | immediately | -Canon / Rocky KS-112 SCSI EXT PCB Also marked with the following markings:- DS3695 6416 665C0475
https://www.fabsurplus.com/sdi_catalog/salesItemDetails.do?id=106205 | 106205 | Canon | FPA3000 EX3 (Spares) | Complete Illuminator Assembly | 1 | Spares | excellent | 1998-06-01 | as is where is | immediately | The complete illuminator assembly for a Canon FPA3000 EX3 DUV scanner. Removed from a working tool using the OEM proceedures. THE MAIN PARTS INCLUDED IN THIS ASSEMBLY ARE: Cond. lens Fly lens Masking blade 2nd zoom lens 2nd cond lens Cool mirrors back and front x2 C- lens on front
https://www.fabsurplus.com/sdi_catalog/salesItemDetails.do?id=106229 | 106229 | Canon | BG4-8595 | FPA 3000 series, iA scope objective lens unit, RIGHT | 1 | Spares | excellent | 1998-06-01 | as is where is | immediately | see attached photos for details
https://www.fabsurplus.com/sdi_catalog/salesItemDetails.do?id=106230 | 106230 | Canon | BG4-8594 | FPA 3000 SERIES iA scope objective lens unit, Left | 1 | Spares | excellent | 1998-06-01 | as is where is | immediately | see attached photos for details
https://www.fabsurplus.com/sdi_catalog/salesItemDetails.do?id=106231 | 106231 | Canon | BG4-85?? | FPA 3000 series iA scope relay lens unit, Right | 1 | Spares | excellent | 1998-06-01 | as is where is | immediately | see attached photos for details
https://www.fabsurplus.com/sdi_catalog/salesItemDetails.do?id=106232 | 106232 | Canon | BG4-8599 | FPA 3000 series iA scope shutter unit | 1 | Spares | excellent | 1998-06-01 | as is where is | immediately | see attached photos for details
https://www.fabsurplus.com/sdi_catalog/salesItemDetails.do?id=106233 | 106233 | Canon | FPA 3000 EX3/4/5/6 (Spares) | FPA 3000 EX series iA scope lens unit | 1 | Spares | excellent | 1998-06-01 | as is where is | immediately | see attached photos for details
https://www.fabsurplus.com/sdi_catalog/salesItemDetails.do?id=106234 | 106234 | Canon | BG4-8601 | Electro-Optical part for FPA 3000 EX series iA scope | 1 | Spares | excellent | 1998-06-01 | as is where is | immediately | see attached photos for details
https://www.fabsurplus.com/sdi_catalog/salesItemDetails.do?id=106235 | 106235 | Canon | iA scope for FPA 3000 Ex4,5,6 (Spares) | Texas Instruments MC780P CCD EX Camera (Left) | 1 | Spares | excellent | 1998-06-01 | as is where is | immediately | see attached photos for details
https://www.fabsurplus.com/sdi_catalog/salesItemDetails.do?id=106236 | 106236 | Canon | iA scope for FPA 3000 Ex4,5,6 (Spares) | Texas Instruments MC780P CCD EX Camera (Right) | 1 | Spares | excellent | 1998-06-01 | as is where is | immediately | see attached photos for details includes mounting flange as shown in the photos
https://www.fabsurplus.com/sdi_catalog/salesItemDetails.do?id=106237 | 106237 | Canon | iA scope for FPA 3000 Ex4,5,6 (Spares) | Issoku FG199 lead screw | 1 | Spares | excellent | 1998-06-01 | as is where is | immediately | see attached photos for details includes mounting flange as shown in the photos
https://www.fabsurplus.com/sdi_catalog/salesItemDetails.do?id=106238 | 106238 | Canon | BG4-8597 | Electro-optical assembly from iA scope for FPA 3000 Ex4,5,6 | 1 | Spares | excellent | 1998-06-01 | as is where is | immediately | see attached photos for details
https://www.fabsurplus.com/sdi_catalog/salesItemDetails.do?id=108968 | 108968 | Canon | FPA3000 EX3/ i5 (Spares) | Masking Blade Assembly | 1 | Spares | excellent | 1998-06-01 | as is where is | immediately | Making blade assembly for a Canon FPA3000 EX3 DUV scanner. Also compatible with Canon FPA 3000 i5 Removed from a working tool using the OEM proceedures.
https://www.fabsurplus.com/sdi_catalog/salesItemDetails.do?id=109091 | 109091 | Canon | BG3-1045 | REF-MEM (RT) PCB for Canon FPA 5000 ES2, 3 etc. | 1 | Spares | good |  | as is where is | immediately | Will ship to you from our NAPOLI 80123 ITALY office.
https://www.fabsurplus.com/sdi_catalog/salesItemDetails.do?id=109092 | 109092 | Canon | BG5-1262 | MLE-IF2 PCB for Canon FPA 5000 ES2, 3 etc. | 1 | Spares | good |  | as is where is | immediately | WILL SHIP FROM OUR NAPOLI, 80123 ITALY OFFICE
https://www.fabsurplus.com/sdi_catalog/salesItemDetails.do?id=109094 | 109094 | CANON | BG3-3831 | RT-DSP PCB for Canon FPA 5000 ES2, 3 etc. | 1 | Spares | good |  | as is where is | 2 weeks | Will ship to you from our Napoli, italy 80123 warehouse. Lead time: 2 ARO
https://www.fabsurplus.com/sdi_catalog/salesItemDetails.do?id=109098 | 109098 | Canon | BY8-6168-4E0 | Canon FPA3000 EX3 Command Guide - operational manual | 1 | Manual | good | 1996-06-01 | as is where is | immediately | ORIGINAL CANON MANUAL ON CLEANROOM PAPER. WILL SHIP TO YOUR FROM OUR WAREHOUSE IN AVEZZANO 67051 ITALY
https://www.fabsurplus.com/sdi_catalog/salesItemDetails.do?id=109099 | 109099 | Canon | BY8-4615-0E0 | Canon FPA3000 EX3 Maintenance Guide | 1 | Manual | good | 1996-06-01 | as is where is | immediately | ORIGINAL CANON MANUAL ON CLEANROOM PAPER. WILL SHIP TO YOUR FROM OUR WAREHOUSE IN AVEZZANO 67051 ITALY
https://www.fabsurplus.com/sdi_catalog/salesItemDetails.do?id=109100 | 109100 | Canon | BY8-6168-1E0 | Canon FPA3000 EX3 Operation Guide - operational manual | 1 | Manual | good | 1996-06-01 | as is where is | immediately | ORIGINAL CANON MANUAL ON CLEANROOM PAPER. WILL SHIP TO YOUR FROM OUR WAREHOUSE IN AVEZZANO 67051 ITALY
https://www.fabsurplus.com/sdi_catalog/salesItemDetails.do?id=109101 | 109101 | Canon | BY8-6168-2E0 | Canon FPA3000 EX3 Parameter Guide 1 - operational manual | 1 | Manual | good | 1996-06-01 | as is where is | immediately | ORIGINAL CANON MANUAL ON CLEANROOM PAPER. WILL SHIP TO YOUR FROM OUR WAREHOUSE IN AVEZZANO 67051 ITALY
https://www.fabsurplus.com/sdi_catalog/salesItemDetails.do?id=109102 | 109102 | Canon | BY8-6168-3E0 | Canon FPA3000 EX3 Parameter Guide 2 - operational manual | 1 | Manual | good | 1996-06-01 | as is where is | immediately | ORIGINAL CANON MANUAL ON CLEANROOM PAPER. WILL SHIP TO YOUR FROM OUR WAREHOUSE IN AVEZZANO 67051 ITALY
https://www.fabsurplus.com/sdi_catalog/salesItemDetails.do?id=109103 | 109103 | Canon | BY8-6168-5E0 | Canon FPA3000 EX3 Reticle Guide2 - operational manual | 1 | Manual | good | 1996-06-01 | as is where is | immediately | ORIGINAL CANON MANUAL ON CLEANROOM PAPER. WILL SHIP TO YOUR FROM OUR WAREHOUSE IN AVEZZANO 67051 ITALY
https://www.fabsurplus.com/sdi_catalog/salesItemDetails.do?id=83551 | 83551 | Celerity | UFC-1660 | MFC C2F6 5SLPM | 1 |  | good | 2009-08-01 | as is where is | immediately | Used UFC-1660 with calibration data from 2009 RNG: 5SLPM Gas: C2F6 includes port for monitoring via PC. See photos.
https://www.fabsurplus.com/sdi_catalog/salesItemDetails.do?id=77190 | 77190 | Centrotherm | Quartz Door | Centrotherm/semco(?) Quartz Door, new | 1 | 156mm | excellent |  | as is where is | immediately | New in the box, like new Centrotherm quartz door, believed to have been made by Semco Engineering From our 10MW Solar line, located in Boerne, TX
https://www.fabsurplus.com/sdi_catalog/salesItemDetails.do?id=83874 | 83874 | CKD | M4SB080-M5 | AHM-850 SOLENOID VALVE | 5 |  | new in box |  | as is where is | immediately | D3-7-3 VOLTS: DC24V WEIGHT: 250 GR. DIMENSION: 10 CM. X 10 CM. X 7,5 CM. (H) FOR EACH
https://www.fabsurplus.com/sdi_catalog/salesItemDetails.do?id=83870 | 83870 | CKD CYCLINDER | CSD2-L-32-20 | CYLYNDER | 0 | SPARES | excellent |  | as is where is | immediately | CKD CYLINDER WEIGHT: 400 GR. DIMENSION:5 CM. X 5 CM. X 6,5 CM.(H)
https://www.fabsurplus.com/sdi_catalog/salesItemDetails.do?id=83871 | 83871 | CKD CYCLINDER | CSD2-L-32-20 | CYLYNDER | 1 | SPARES | excellent |  | as is where is | immediately | CKD CYLINDER WEIGHT: 150 GR. DIMENSION:3 CM. X 3 CM. X 7 CM.(H)
https://www.fabsurplus.com/sdi_catalog/salesItemDetails.do?id=21122 | 21122 | CLEAN ROOM TABLE | CLEANROOM TABLE | STEEL CLEANROOM TABLE | 1 | FACILITIES | as new |  | as is where is | immediately | DIMS: 50CM X 90CM X 60 CM (HEIGHT) WEIGHT: ABOUT 20 KG HAS AN EARTH POINT LOCATED IN AVEZZANO, ITALY. Looks really post-industrial IMHO.
https://www.fabsurplus.com/sdi_catalog/salesItemDetails.do?id=53025 | 53025 | COMPUMOTOR | M57-51 | Lead screw | 1 | spares | excellent |  | as is where is | immediately | Stepping motor complete with Lead screw/shaft (brass holder P/N 655 026035 00)
https://www.fabsurplus.com/sdi_catalog/salesItemDetails.do?id=82179 | 82179 | Concoa | 806 6530 | Singe stage Oxygen regulator valve w/ guage | 1 |  | as new |  | as is where is | immediately | Brand new in the box, Concoa Oxygen regulator with valve and guage single stage CGA 540 200 PSI sold as-is, NOS
https://www.fabsurplus.com/sdi_catalog/salesItemDetails.do?id=21665 | 21665 | CONDOR | HCC15 3A + | POWER SUPPLY UNIT FOR KLA 7700 SURFSCAN | 1 | SPARES | good | 1996-01-31 23:00 | as is where is | immediately | I/P 100/120 230/240V OP +/- 15V 3A OR +/-12V 3.4 A 30 day return warranty
https://www.fabsurplus.com/sdi_catalog/salesItemDetails.do?id=84021 | 84021 | Condor | B24-1.2 | dc power supply | 1 |  | new in box |  | as is where is | immediately | Input: 115V A/C Output: 24V DC at 1.2 AMPS
https://www.fabsurplus.com/sdi_catalog/salesItemDetails.do?id=13143 | 13143 | COSEL | MMC100-2 | POWER SUPPLY | 2 | SPARES | new in box |  | as is where is | immediately | IN ORIGINAL PACKAGING SWITCHING REGULATOR PIN: 142W MAX IN: 100-120 V AC 47-440 Hz 2.4 A 2 PIECES WEIGHT FOR EACH : 1 KG. DIMENSION : 22 CM. X 10 CM. X 6 CM. (H)
https://www.fabsurplus.com/sdi_catalog/salesItemDetails.do?id=78638 | 78638 | Credence | Duo SX (Spare Parts) | SPARE PARTS FROM AUTOMATED TEST SYSTEM | 1 | test | for spares use |  | as is where is | immediately | -A set of boards only which came from a Credence Duo SX test system Warehoused in Boerne, TX, 78006 USA.. Can be inspected by appointment Please refer to the attached photos for details. -Includes service manual , Duo and Logic 100 test system PN 071-1022-01. -Includes Wavecrest Digital Time System -Power supplies:: Astec
https://www.fabsurplus.com/sdi_catalog/salesItemDetails.do?id=80211 | 80211 | Credence | Duo SX PC | Credence Duo SX Main PC | 2 |  | excellent |  | as is where is | immediately | Removed from working system, in Texas warehouse This is the main Credence Duo PC that was removed from a workingi Credence Duo PC, and probably has the software on it. Includes main PC as shown along with a iomega Jazz 2GB backup drive installed in PC Powers up, see photos with lights next to connectors, and CD-ROM shows power. This is all we can determine.
https://www.fabsurplus.com/sdi_catalog/salesItemDetails.do?id=80269 | 80269 | Credence | 671-4283-01 | Duo SX ROM Sequencer TPI/PD | 1 | Spares | excellent | 1999-07-01 | as is where is | immediately | P.C.B.for immediate sale. De-installed from a working system. Located at our Avezzano 67051 Italy warehouse.
https://www.fabsurplus.com/sdi_catalog/salesItemDetails.do?id=80270 | 80270 | Credence | 671-4331-01 | DUO SX ROM Sequencer PCB | 1 | SPARES | excellent | 1999-07-01 | as is where is | immediately | Credence Duo SX P.C.B.for immediate sale. De-installed from a working system. Located at our Avezzano 67051 Italy warehouse.
https://www.fabsurplus.com/sdi_catalog/salesItemDetails.do?id=80271 | 80271 | Credence | 670-9426-05 | DUO SX Controller I/O PCB | 1 | Spares | excellent | 1999-07-01 | as is where is | immediately | Controller I/O Board, removed from working tester. P.C.B.for immediate sale. De-installed from a working system. Located at our Avezzano 67051 Italy warehouse.
https://www.fabsurplus.com/sdi_catalog/salesItemDetails.do?id=80272 | 80272 | Credence | 671-0693-04 | Duo SX DMA2 Controller PCB | 1 | spares | excellent | 1999-05-01 | as is where is | immediately | DMA2 Controller for Credence Duo SX Tester P.C.B.for immediate sale. De-installed from a working system. Located at our Avezzano 67051 Italy warehouse.
https://www.fabsurplus.com/sdi_catalog/salesItemDetails.do?id=80273 | 80273 | Credence | 671-4043-01 | DUO SX FUNCTIONAL TEST CONTROLLER PCB | 2 | Spares | excellent | 1999-04-01 | as is where is | immediately | Credence Duo SX Test controller board for immediate sale. De-installed from a working system. Located at our Avezzano 67051 Italy warehouse.
https://www.fabsurplus.com/sdi_catalog/salesItemDetails.do?id=80274 | 80274 | Credence | 671-4098-952707 | DUO SX Master Clock Dist. | 1 |  | good | 1999-10-01 | as is where is | immediately | Credence Duo SX Duo Logic 100 board
https://www.fabsurplus.com/sdi_catalog/salesItemDetails.do?id=80311 | 80311 | Credence | 671-4127-00 | Scan Memory | 15 |  | excellent | 1999-01-01 | as is where is | immediately | Scan Memory board, removed from working Credence Duo SX Tester. QTY 15 AVAILABLE. LOCATION: AVEZZANO 67051 ITALY
https://www.fabsurplus.com/sdi_catalog/salesItemDetails.do?id=80312 | 80312 | Credence | 671-4359-00 | DPAC Parallel Pattern Memory | 35 | Spares | good | 1999-01-01 | as is where is | immediately | Credence Duo SX DPAC Parallel Pattern Memory card, removed from working system. total qty 33 available. location: Avezzano 67051 Italy
https://www.fabsurplus.com/sdi_catalog/salesItemDetails.do?id=80313 | 80313 | Credence | 672-4359-00 | DPAC Parallel Pattern Memory | 1 |  |  | 1999-01-01 | as is where is
https://www.fabsurplus.com/sdi_catalog/salesItemDetails.do?id=80314 | 80314 | Credence | 672-6051-03 | Support Module Interface PCB for a Credence Duo tester | 4 | Spares | excellent | 1999-01-01 | as is where is | immediately | Credence Duo SX Support Module Interface board, removed from working tester also have -03 version Location: Avezzano 67051 Italy
https://www.fabsurplus.com/sdi_catalog/salesItemDetails.do?id=80316 | 80316 | Credence | 671-4270-03 | Capture Processor | 2 |  | excellent | 1999-01-01 | as is where is | immediately | Credence Duo SX Capture Processor board, removed from working system Ships Fedex from our Boerne, TX 78006 warehouse.
https://www.fabsurplus.com/sdi_catalog/salesItemDetails.do?id=80317 | 80317 | Credence | 671-2119-00 | Analog Support Air flow Bus Grant PCB , for Credence DUO tester | 7 | Spares | good |  | as is where is | immediately | Credence Analog Support Air Flow / Bus Grant PCB. REMOVED FROM A WORKING SYSTEM. U4700 U6700
https://www.fabsurplus.com/sdi_catalog/salesItemDetails.do?id=80318 | 80318 | Credence | 671-4155-05 | Analog Support Module VHF PCB for Credence Duo Tester | 1 | Spares | good | 1997-06-01 | as is where is | immediately | Credence VHF Analog support card, Credence Duo DuoSX Logic 100 systems. De-installed from a working system. Located at our Avezzano 67051 Italy warehouse.
https://www.fabsurplus.com/sdi_catalog/salesItemDetails.do?id=80320 | 80320 | Credence | 671-4351-00 | Intersegment Communications Connector | 1 |  | excellent | 1999-01-01 | as is where is | immediately | Credence Duo SX Intersegment Communications Connector, removed from working tester. Ships FEDEX from our Boerne, TX 78006 warehouse
https://www.fabsurplus.com/sdi_catalog/salesItemDetails.do?id=81829 | 81829 | Credence | 202-2000-00 | Credence Duo SX controller | 1 |  | excellent | 1999-06-01 | as is where is | immediately | Removed from working system, in Texas warehouse This is the main Credence tester controller with cables. Ships from our Boerne, TX Warehouse
https://www.fabsurplus.com/sdi_catalog/salesItemDetails.do?id=81864 | 81864 | Credence | 671-4098-02 | DUO SX Master Clock Dist. PCB | 1 | Spares | excellent | 1999-02-01 | as is where is | immediately | Credence Duo SX Clock Dist Board S9-4006-00671-4098-02 Has Techtrol M4001-1000J onboard.
https://www.fabsurplus.com/sdi_catalog/salesItemDetails.do?id=81866 | 81866 | Credence | 671-4635-01 | Testhead connector PCB board, from a Credence Duo SX test system | 1 | Spares | excellent | 2007-02-01 | as is where is | immediately | Credence Duo SX board, De-installed from a working system. Located at our Avezzano 67051 Italy warehouse.
https://www.fabsurplus.com/sdi_catalog/salesItemDetails.do?id=82168 | 82168 | Credence | 671-1461-04 | Intersegment communications board | 1 | Spares | excellent | 1999-07-01 | as is where is | immediately | Credence Intersegment communications board, for credence duo SX tester De-installed from a working system. Located at our Avezzano 67051 Italy warehouse.
https://www.fabsurplus.com/sdi_catalog/salesItemDetails.do?id=83559 | 83559 | Credence | 671-4276-50 | PIN card FOR CREDENCE DUO SX TESTER | 3 | Spares | excellent | 1999-01-01 | as is where is | immediately | Digital PIN card qty 1 671-4276-50 qty 1 671-4276-52 REV A 678-1659-9911018L Removed from working tester. Located at our Avezzano 67051 Italy warehouse. qty 3 available
https://www.fabsurplus.com/sdi_catalog/salesItemDetails.do?id=83631 | 83631 | Credence | 071-1022-01 | Duo & Logic 100 Test System Service Manual | 1 | MANUAL | excellent | 1997-01-01 | as is where is | immediately | Complete service manual and wiring diagrams for Credence Duo SX and Logic 100 systems. Excellent condition Located at our Avezzano 67051 Italy warehouse.
https://www.fabsurplus.com/sdi_catalog/salesItemDetails.do?id=83819 | 83819 | Credence | 671-4359-01 | DPAC Parallel Pattern Memory PCB | 1 | Spares | excellent | 1999-01-01 | as is where is | immediately | Credence Duo SX DPAC Parallel Pattern Memory card, removed from working system.
https://www.fabsurplus.com/sdi_catalog/salesItemDetails.do?id=84099 | 84099 | Credence | 671-1376-02 | Analog Power Monitor PCB 584-02 | 1 | Spares | good | 1999-07-01 | as is where is | immediately | Credence Duo SX board for immediate sale. De-installed from a working system. Located at our Avezzano 67051 Italy warehouse.
https://www.fabsurplus.com/sdi_catalog/salesItemDetails.do?id=84278 | 84278 | Credence | 671-4394-01 | Test head connector board | 2 | Spares | excellent | 1999-01-01 | as is where is | immediately | Credence Duo SX test head board, removed from working system Located at our Avezzano 67051 Italy warehouse.
https://www.fabsurplus.com/sdi_catalog/salesItemDetails.do?id=84279 | 84279 | Credence | 671-4270-02 | Capture Processor board 1A | 1 | Spares | excellent | 1999-01-01 | as is where is | immediately | Credence Duo SX Capture Processor board, removed from working system Located at our Avezzano 67051 Italy warehouse.
https://www.fabsurplus.com/sdi_catalog/salesItemDetails.do?id=84280 | 84280 | Credence | 671-4394-04 | Test head connector board | 1 | Spares | excellent | 1999-01-01 | as is where is | immediately | Credence Duo SX test head board, removed from working system AT AVEZZANO 67051 ITALY
https://www.fabsurplus.com/sdi_catalog/salesItemDetails.do?id=84281 | 84281 | Credence | 672-6051-01 | Support Module Interface | 1 |  | excellent | 1999-01-01 | as is where is | immediately | Credence Duo SX Support Module Interface board, removed from working tester also have -03 version
https://www.fabsurplus.com/sdi_catalog/salesItemDetails.do?id=106924 | 106924 | Credence | 671-4359-00 REV 3 | DPAC Parallel Pattern Memory | 18 | SPARES | excellent | 1999-07-01 | as is where is | immediately | Credence Duo SX DPAC Parallel Pattern Memory PCB, removed from working system.
https://www.fabsurplus.com/sdi_catalog/salesItemDetails.do?id=106925 | 106925 | Credence | 671-4177-04 | Support Module Interface PCB | 2 | spares | excellent | 1998-08-01 | as is where is | immediately | Credence Duo SX Support Module interface board, removed from working system Will ship from Avezzano 67051 Italy
https://www.fabsurplus.com/sdi_catalog/salesItemDetails.do?id=106926 | 106926 | Credence | 671-4351-00 rev A | Intersegment Communications Connector | 1 | Spares | excellent | 1999-01-01 | as is where is | immediately | Credence Duo SX Intersegment Communications Connector, removed from working tester. Ships from Avezzano 67051 Italy.
https://www.fabsurplus.com/sdi_catalog/salesItemDetails.do?id=106927 | 106927 | Credence | 671-2119-00 | Analog Support Air flow / Bus Grant | 8 | Spares | excellent |  | as is where is | immediately | Crecende Analog Support Air Flow / Bus Grant U4700 U6700
https://www.fabsurplus.com/sdi_catalog/salesItemDetails.do?id=106928 | 106928 | Credence | 671-4270-02 REV A | Capture Processor PCB 1A | 2 | Spares | excellent | 1999-01-01 | as is where is | immediately | Credence Duo SX Capture Processor board, removed from working system Ships from our AVEZZANO 67051 ITALY warehouse.
https://www.fabsurplus.com/sdi_catalog/salesItemDetails.do?id=106929 | 106929 | Credence | 671-4270-03 rev A | Capture Processor 1a pcb | 2 | Spares | excellent | 1999-01-01 | as is where is | immediately | Credence Duo SX Capture Processor 1A PC board, removed from working system
https://www.fabsurplus.com/sdi_catalog/salesItemDetails.do?id=106930 | 106930 | Credence | 671-4155-05 | Analog Support Module VHF PCB | 1 | Spares | excellent | 1999-06-01 | as is where is |  | Credence VHF Analog support card, Credence Duo DuoSX Logic 100 systems
https://www.fabsurplus.com/sdi_catalog/salesItemDetails.do?id=106931 | 106931 | Credence | 671-4098-952707 | DUO SX Master Clock Dist. PCB | 1 | spares | good | 1999-10-01 | as is where is | immediately | Credence Duo SX Duo Logic 100 board
https://www.fabsurplus.com/sdi_catalog/salesItemDetails.do?id=106932 | 106932 | Credence | 671-4283-01 REV 4 | Duo SX ROM Sequencer TPI/PD PCB | 1 | SPARES | excellent | 1999-07-01 | as is where is | immediately
https://www.fabsurplus.com/sdi_catalog/salesItemDetails.do?id=106933 | 106933 | Credence | 671-4331-01 | DUO SX ROM Sequencer PCB | 1 | Spares | excellent | 1999-07-01 | as is where is | immediately | FROM A CREDENCE DUO
https://www.fabsurplus.com/sdi_catalog/salesItemDetails.do?id=106934 | 106934 | Credence | 670-9426-05 | DUO SX Controller I/O PCB | 1 | Spares | excellent | 1999-07-01 | as is where is | immediately | Controller I/O Board, removed from working CREDENCE DUO tester.
https://www.fabsurplus.com/sdi_catalog/salesItemDetails.do?id=106935 | 106935 | Credence | 671-0693-04 | Duo SX DMA2 Controller PCB | 2 | Spares | excellent | 1999-05-01 | as is where is | immediately | DMA2 Controller for Credence Duo SX Tester
https://www.fabsurplus.com/sdi_catalog/salesItemDetails.do?id=106936 | 106936 | Credence | 671-4043-01 REV A | DUO SX FUNCTIONAL TEST CONTROLLER PCB | 2 | Spares | excellent | 1999-04-01 | as is where is | immediately | Credence Duo SX SX Test controller board, removed from working service.
https://www.fabsurplus.com/sdi_catalog/salesItemDetails.do?id=106937 | 106937 | Credence | 671-0951-04 | DUO SX Analog I/O Board | 3 | Spares | excellent | 1999-01-01 | as is where is | immediately | Credence Duo SX Analog I/O Board, removed from working tester qty 3 available in stock in AVEZZANO ITALY
https://www.fabsurplus.com/sdi_catalog/salesItemDetails.do?id=106938 | 106938 | Credence | 671-4127-00 | Scan Memory PCB FOR A CREDENCE DUO SX TESTER | 4 | Spares | excellent | 1999-01-01 | as is where is | immediately | Scan Memory board, removed from working Credence Duo SX Tester
https://www.fabsurplus.com/sdi_catalog/salesItemDetails.do?id=106939 | 106939 | Credence | 671-4394-05 REV A | Test head connector PCB | 1 | Spares | excellent | 2005-11-01 | as is where is | immediately | Credence Duo SX test head board, removed from working system
https://www.fabsurplus.com/sdi_catalog/salesItemDetails.do?id=106940 | 106940 | Credence | 672-6051-01 | Support Module Interface tpi / td pcb | 1 | Spares | excellent | 1999-07-01 | as is where is | immediately | Credence Duo SX Support Module Interface board, removed from working tester also have -03 version
https://www.fabsurplus.com/sdi_catalog/salesItemDetails.do?id=54562 | 54562 | CTI cryogenics | CRYOTORR-100 | Cryopump | 1 | PUMP | excellent | 1997-05-31 22:00 | as is where is | immediately | Suitable for ion implant systems
https://www.fabsurplus.com/sdi_catalog/salesItemDetails.do?id=69855 | 69855 | CTI Cryogenics | Cryotorr 100 | Cryopump | 1 | pump | excellent | 1997-05-31 22:00 | as is where is | immediately | Part number 8103055G001 s/n 4L9307922 Last serviced date 6/6/97 In working condition CE marked
https://www.fabsurplus.com/sdi_catalog/salesItemDetails.do?id=83892 | 83892 | CVC | GTC-036 | TERMOCOUPLE GAUGE TUBE | 3 |  | new in box |  | as is where is | immediately | WEIGHT: GR.80 DIMENSION 5 CM. X 5 CM. 5 X 10,5 (H) 3 PIECES (1 A PART) THE PRICE IS FOR EACH
https://www.fabsurplus.com/sdi_catalog/salesItemDetails.do?id=52159 | 52159 | Cymer | ELS 4300 | Maintenance Tool kit and spare parts | 1 | SPARES | excellent | 1998-06-01 | as is where is | immediately | OEM original supplied maintenance kit for Cymer ELS 4300 248 nm DUV Excimer laser. Includes Laser chamber window replacement kit p/n 1300-050 and many other spare parts. PLEASE REFER TO THE ATTACHED PHOTOS FOR DETAILS OF WHAT IS INCLUDED WITH THE KIT. Cymer part number of parts included (not a complete list): Cajon NI 4-VCR-2-GR-VS qty 10 Canon 50 Y75-6010-000 000 Beam Splitter, Chamber window qty 1 (Cymer p/n 04-06044-0) Cymer 7202-0608 qty 5 Cymer 7962-0400 qty 5 Cymer 7202-1008 qty 5 Cymer 7962-0600 qty 5 Cymer 7962-1000 qty 5 Cymer 7201-0406 qty 5 Cymer 2801-175 qty 2 Cymer 2517-015 3/8 in brass ferrule qty 4 Cymer 2517-010 1/4 in brass ferrule qty 2 Cymer 2524-001 Rod Cymer 2805-030 Washer qty 4 Cymer 7202-1012 bolt qty 5 Cymer 2801-170 qty 1 Cymer 7202-1006 bolt qty 5 Cymer 7202-0806 qty 10 Cymer 7202-0808 qty 10 Cymer 7207-0606 qty 5 Cymer 31-03-13100 Diagnostic Pc user's manual Cymer 2450-010 Bulb, indicating qty 2 Cymer 2450-005 Midget Bulb qty 5 Cymer 2450-015 Lamp, 24V qty 3 Cymer 2400-096 Gasket, strainer qty 1 Cymer 2400-097 Screen, Strainer qty 1 Cymer 3000-030 Fisher lens paper Cat No. 11-995 qty 100 sheets Cymer 04-01136-1 qty 2 Cymer 1402-001 CaF2 40 x 7 mm lens qty 1 Cymer 2320-00083-0 qty 1 Cymer 01-13568-37 laser Paddle qty 1 Cymer 1150-001 qty 1 Cymer 04-06051-0 qty 2 Cymer 04-01118-0 qty 2
https://www.fabsurplus.com/sdi_catalog/salesItemDetails.do?id=106018 | 106018 | Cymer | 01-13500-07 | Paddle for Cymer 4300 laser | 1 | Spares | excellent | 1996-06-30 22:00 | as is where is | immediately | -see photos for details. -will ship to you from our warehouse in Avezzano (AQ) 67051 Italy
https://www.fabsurplus.com/sdi_catalog/salesItemDetails.do?id=69789 | 69789 | Dage | 4000-HK-5-2 | 160-OT12-PTP-02 PULL TEST hook | 1 | Spares | excellent |  | as is where is | immediately | DAGE 4000-HK-5-2 160-OT12-PTP-02 PULL TEST PIN FOR THE DAGE 4000 MULTI-PURPOSE BOND TESTER NEW / SURPLUS STOCK INCLUDES ONLY WHAT IS PICTURED!
https://www.fabsurplus.com/sdi_catalog/salesItemDetails.do?id=84375 | 84375 | DELL | PWB 9578D | GX B-V0A | 1 | 94V-0 | excellent | 1999-03-31 22:00 | as is where is | immediately | WEIGHT:20 GR. DIMENSION: 13,5 X 0,1 CM X 2,3 (H)
https://www.fabsurplus.com/sdi_catalog/salesItemDetails.do?id=77204 | 77204 | Delta | ?? | Impulse Driver Board, 5000V, 3A, for PECVD | 1 |  | as new | 2009-01-01 | as is where is | immediately | Unknown Impulse Driver Board For 10MW Solar line PECVD tool. Used, in box, ships from our Boerne, TX warehouse Sold as-is, where-is.
https://www.fabsurplus.com/sdi_catalog/salesItemDetails.do?id=83627 | 83627 | DENSAN | DSB-S17 | OUTPUT BOARD SDB-S17 | 2 |  | new in box |  | as is where is | immediately | RAD 2500 F/8 2 PIECES IN BOX NEW
https://www.fabsurplus.com/sdi_catalog/salesItemDetails.do?id=77186 | 77186 | Despatch | KK33UH-009-00-4,MC | Thermocouple sensor probe | 1 | spares | as new |  | as is where is | immediately | Like new, with extra plugs
https://www.fabsurplus.com/sdi_catalog/salesItemDetails.do?id=77187 | 77187 | Despatch | 164700 | Thermocouple | 1 | Spares | new unused |  | as is where is | immediately | new, unused. Located at our Avezzano 67051 Italy warehouse.
https://www.fabsurplus.com/sdi_catalog/salesItemDetails.do?id=108995 | 108995 | Despatch | CDF 7210 (SPARES) | 55 cm length of furnace belt | 1 | spares | new unused |  | as is where is | immediately | see photos for details. New unused. width 25.5 CM
https://www.fabsurplus.com/sdi_catalog/salesItemDetails.do?id=81837 | 81837 | Deublin | 55-000-003 | Deublin, Rotary Union 5/8" NEW | 1 | Spares | new in box |  | as is where is | immediately | Deublin rotary union, new in the box, unused Ships from our AVEZZANO 67051 ITALY Warehouse Brand new
https://www.fabsurplus.com/sdi_catalog/salesItemDetails.do?id=76954 | 76954 | Dimetric | JGT-10F | Relay 380V 80A | 4 | spares | new unused |  | as is where is | immediately | Box of qty 4 brand new relays Sold as-is where is
https://www.fabsurplus.com/sdi_catalog/salesItemDetails.do?id=105871 | 105871 | DNS | 2-39-06099 | NISSHIN VACUUM gauge 0-76 cmHg | 1 | spares | new unused |  | as is where is | immediately
https://www.fabsurplus.com/sdi_catalog/salesItemDetails.do?id=105872 | 105872 | DNS | 2-39-06106 | NISSHIN pressure gauge 0-0.5 kgf cm2 | 1 | spares | new unused |  | as is where is | immediately
https://www.fabsurplus.com/sdi_catalog/salesItemDetails.do?id=83876 | 83876 | DOMNICK HUNTER | QR 010 REV.4.0 | FILTER | 2 |  | new in box | 2007-09-30 22:00 | as is where is | immediately | QR 010 Rev.4.0 DELIVERY DOCKET No.A03-4075-10 DIRECT TO STOCK WEIGTH: 100 GR. DIMENSION: 16 CM.X 7 CM. X 7 CM. (H) FOR EACH THE IS FOR EACH
https://www.fabsurplus.com/sdi_catalog/salesItemDetails.do?id=83568 | 83568 | Driver board | 005843 | Stepper motor driver board | 1 | Spares | excellent |  | as is where is | immediately | 005843 REV B/REV F driver board unknown mfr with led display
https://www.fabsurplus.com/sdi_catalog/salesItemDetails.do?id=105864 | 105864 | DWYER | RMA-10-SSV | AIR FLOWMETER,1/8 NPT CONN.,UP TO 100PSI | 1 | Spares | new unused |  | as is where is | immediately | NEW IN BOX WITH INSTRUCTIONS
https://www.fabsurplus.com/sdi_catalog/salesItemDetails.do?id=70304 | 70304 | EBARA | 30024-02 | RING, ONE PIECE EBARA FREX 200 | 1 | SPARES | new unused |  | as is where is | immediately | FOR EBARA FREX 200
https://www.fabsurplus.com/sdi_catalog/salesItemDetails.do?id=70305 | 70305 | EBARA | C-1120-008-0001 | BALL SCREW, APROX 170 CM LENGTH, FOR EBARA FREX 200 | 1 | SPARES | new in box |  | as is where is | immediately | NEW IN BOX FOR EBARA FREX 200 S/N 070066401
https://www.fabsurplus.com/sdi_catalog/salesItemDetails.do?id=70306 | 70306 | Ebara | FREX 200 (Spares) | PRESSURE SENSITIVE VALVE FOR EBARA FREX 200 | 2 | SPARES | new unused |  | as is where is | immediately | pressure sensitive valve, 20 TO 350 Pa FOR EBARA FREX 200
https://www.fabsurplus.com/sdi_catalog/salesItemDetails.do?id=79394 | 79394 | Ebara | A30W | Vacuum Pump | 1 | Pump | excellent |  | as is where is | immediately | Manufacturer: Ebara Model: A30W s/n:C80183 Description: Comments: Lube Oil: Fomblin Y-L Vac 25/6 Weight 330 kg 96 cm x 46 cm x 85 cm (h) Ultimate pressure: 0.27/0.40Pa Pumping Speed: 3600 / 3000 l/min Current rating: 18.5/ 19.7 A Power Supply: Ph 200-220V 200V 60 Hz 50 Hz Made in Japan Location: Avezzano, Italy
https://www.fabsurplus.com/sdi_catalog/salesItemDetails.do?id=79395 | 79395 | Ebara | A30W | Vacuum Pump | 1 | Pump | excellent |  | as is where is | immediately | Manufacturer: Ebara Model: A30W s/n:CC0005 Description: Comments: Lube Oil: Fomblin Y-L Vac 25/6 Weight 330 kg Dimensions: 96 cm x 46 cm x 85 cm (h) Ultimate pressure: 0.27/0.40Pa Pumping Speed: 3600 / 3000 l/min Current rating: 18.5/ 19.7 A Power Supply: Ph 200-220V 200V 60 Hz 50 Hz Made in Japan Location: Avezzano, Italy
https://www.fabsurplus.com/sdi_catalog/salesItemDetails.do?id=80001 | 80001 | EDA Industries | PCBA 05568 REV 1.6 | Pattern test Driver module for BIB oven | 1 | Reliability | excellent |  | as is where is | immediately | DRIVER MODULE FOR RELIABILITY OVEN MANUFACTURED BY EDA INDUSTRIES SpA Italy. With 6 Burn-in power supplies model PCBA05431 Rev 21.3 Un-crated Dimensions of board: 60 cm (l) x 53 cm (w) x 6 cm (h) Weight of board: 7.5 KG Location: Avezzano (AQ) 67051 Italy. Warehoused and crated. Power-up test available. Other parts included with board:- EDA PCBA 05719 EDA PCBD 04509 TITLE DCP IIIE PROCESSOR: ALTERA STRATIX ON-BOARD MEMORY MODULE TYPE: MICRON 512 MB DDR 266 CL2.5
https://www.fabsurplus.com/sdi_catalog/salesItemDetails.do?id=80029 | 80029 | EDA Industries | PCBA 05758 | UBTS Diagnostic Board for BIB oven | 1 | Reliability | excellent |  | as is where is | immediately | UBTS DIAGNOSTIC BOARD FOR RELIABILITY OVEN MANUFACTURED BY EDA INDUSTRIES SpA Italy. Un-crated Dimensions of board: 60 cm (l) x 53 cm (w) x 6 cm (h) Weight of board: 7.5 KG Location: Avezzano (AQ) 67051 Italy. Warehoused and crated. Power-up test available. Other parts included with board:- PCBA-06781/1.1
https://www.fabsurplus.com/sdi_catalog/salesItemDetails.do?id=80030 | 80030 | EDA Industries | PCBA 05568 REV 1.6 | Pattern test Driver module for BIB oven | 1 | Reliability | excellent |  | as is where is | immediately | DRIVER MODULE FOR RELIABILITY OVEN MANUFACTURED BY EDA INDUSTRIES SpA Italy. With 6 Burn-in power supplies model PCBA05431 Rev 26.3 Un-crated Dimensions of board: 60 cm (l) x 53 cm (w) x 6 cm (h) Weight of board: 7.5 KG Location: Avezzano (AQ) 67051 Italy. Warehoused and crated. Power-up test available. Other parts included with board:- EDA PCBA 05715 REV 1.6 support board EDA PCBD 04509 TITLE DCP IIIE PROCESSOR: ALTERA STRATIX ON-BOARD MEMORY MODULE TYPE: MICRON 512 MB DDR 266 CL2.5EDA PCBA 05719 PTDM DIGITAL I/O
https://www.fabsurplus.com/sdi_catalog/salesItemDetails.do?id=80031 | 80031 | EDA Industries | PCBA 05431 | DRIVER module for BIB oven | 6 | Reliability | excellent |  | as is where is | immediately | POWER SUPPLY MODULE FOR RELIABILITY OVEN MANUFACTURED BY EDA INDUSTRIES SpA Italy. WEIGHT AND DIMS OF BOX CONTAINING QTY 6 PSUs: 21 cm x 40 cm x 17 cm weight 2 KG Location: Avezzano (AQ) 67051 Italy. Warehoused and crated.
https://www.fabsurplus.com/sdi_catalog/salesItemDetails.do?id=80032 | 80032 | EDA Industries | PCBA 07009 | PTDM TO ART 200 EXTENDER CARD | 1 | Reliability | new in box |  | as is where is | immediately | EXTENDER CARD FOR RELIABILITY OVEN MANUFACTURED BY EDA INDUSTRIES SpA Italy. Dimensions of box containing board: 60 cm (l) x 18 cm (w) x 8 cm (h) Weight of board: 2 KG Location: Avezzano (AQ) 67051 Italy. Warehoused and crated.
https://www.fabsurplus.com/sdi_catalog/salesItemDetails.do?id=80040 | 80040 | EDA Industries | PCBA 05568 REV 1.4 | Pattern test Driver module for BIB oven | 1 | Reliability | excellent |  | as is where is | immediately | DRIVER MODULE FOR RELIABILITY OVEN MANUFACTURED BY EDA INDUSTRIES SpA Italy. With 3 Burn-in power supplies model PCBA05431 Rev 21.3 Un-crated Dimensions of board: 60 cm (l) x 53 cm (w) x 6 cm (h) Weight of board: 7.5 KG Location: Avezzano (AQ) 67051 Italy. Warehoused and crated. Other parts included with board:- EDA PCBA 05719 rev 1.6 EDA PCBA 05615 REV 1.4 PROCESSOR: ALTERA STRATIX ON-BOARD MEMORY MODULE TYPE: MICRON 512 MB DDR 333 CLR 22.55
https://www.fabsurplus.com/sdi_catalog/salesItemDetails.do?id=80041 | 80041 | EDA Industries | PCBA 05568 REV 1.4 | Pattern test Driver module for BIB oven | 1 | Reliability | excellent |  | as is where is | immediately | DRIVER MODULE FOR RELIABILITY OVEN MANUFACTURED BY EDA INDUSTRIES SpA Italy. With 3 Burn-in power supplies model PCBA05431 Rev 21.3 Un-crated Dimensions of board: 60 cm (l) x 53 cm (w) x 6 cm (h) Weight of board: 7.5 KG Location: Avezzano (AQ) 67051 Italy. Warehoused and crated. Other parts included with board:- EDA PCBA 05719 rev 1.6 PTDM TESTPOINT BOARD EDA PCBA 05615 REV 1.4 PROCESSOR: ALTERA STRATIX ON-BOARD MEMORY MODULE TYPE: MICRON 512 MB DDR 266 CL. 2.5
https://www.fabsurplus.com/sdi_catalog/salesItemDetails.do?id=80042 | 80042 | EDA Industries | PCBA 05568 REV 1.2 | Pattern test Driver module for BIB oven with 6 drivers | 1 | Reliability | excellent |  | as is where is | immediately | DRIVER MODULE FOR RELIABILITY OVEN MANUFACTURED BY EDA INDUSTRIES SpA Italy. With 6 Burn-in power supplies model PCBA05431 Rev 21.2 Un-crated Dimensions of board: 60 cm (l) x 53 cm (w) x 6 cm (h) Weight of board: 7.5 KG Location: Avezzano (AQ) 67051 Italy. Warehoused and crated. Other parts included with board:- EDA PCBA 05719 PTDM DIGITAL I/O EDA PCBD 04509 TITLE DCP IIIE EDA-PCBA-05615 PTDW SUPPORT BOARD PROCESSOR: ALTERA STRATIX ON-BOARD MEMORY MODULE TYPE: MICRON 512 MB DDR 266 CL2.5
https://www.fabsurplus.com/sdi_catalog/salesItemDetails.do?id=80045 | 80045 | EDA Industries | PCBA 05568 REV 1.6 | Pattern test Driver module for BIB oven with 6 drivers | 1 | Reliability | excellent |  | as is where is | immediately | DRIVER MODULE FOR RELIABILITY OVEN MANUFACTURED BY EDA INDUSTRIES SpA Italy. With 6 Burn-in power supplies model PCBA05431 Un-crated Dimensions of board: 60 cm (l) x 53 cm (w) x 6 cm (h) Weight of board: 7.5 KG Location: Avezzano (AQ) 67051 Italy. Warehoused and crated. Other parts included with board:- EDA PCBA 05719 PTDM DIGITAL I/O EDA PCBD 04509 TITLE DCP IIIE EDA-PCBA-05615 PTDW SUPPORT BOARD EDA-PCBA-05615 REV 1.6 PROCESSOR: ALTERA STRATIX ON-BOARD MEMORY MODULE TYPE: MICRON 512 MB DDR 333 CL2.5
https://www.fabsurplus.com/sdi_catalog/salesItemDetails.do?id=80052 | 80052 | EDA Industries | PCBA 05568 REV 1.3 | Pattern test Driver module for BIB oven with 3 x PSU | 1 | Reliability | excellent |  | as is where is | immediately | DRIVER MODULE FOR RELIABILITY OVEN MANUFACTURED BY EDA INDUSTRIES SpA Italy. With 3 Burn-in power supplies model PCBA05431 Rev 21.2 Un-crated Dimensions of board: 60 cm (l) x 53 cm (w) x 6 cm (h) Weight of board: 7.5 KG Location: Avezzano (AQ) 67051 Italy. Warehoused and crated. Other parts included with board:- EDA PCBA 05719 rev 1.6 PTDM TESTPOINT BOARD EDA-PCBD-04509 TITLE DCP IIIE EDA PCBA 05615 REV 1.3 PROCESSOR: ALTERA STRATIX ON-BOARD MEMORY MODULE TYPE: MICRON 512 MB DDR 266 CL. 2.5
https://www.fabsurplus.com/sdi_catalog/salesItemDetails.do?id=80080 | 80080 | EDA Industries | PCBA 05568 REV 1.4 | Pattern test Driver PCB for BIB oven | 1 | Reliability | excellent |  | as is where is | immediately | DRIVER MODULE FOR RELIABILITY OVEN MANUFACTURED BY EDA INDUSTRIES SpA Italy. Without Burn-in power supplies model PCBA05431 Rev 21.2 Un-crated Dimensions of board: 60 cm (l) x 53 cm (w) x 6 cm (h) Weight of board: 7.5 KG Location: Avezzano (AQ) 67051 Italy. Warehoused and crated. Other parts included with board:- EDA PCBA 05719 PTDM DIGITAL I/O BOARD EDA-PCBD-04509 TITLE DCP IIIE EDA PCBA 05615 REV 1.4 PTDM SUPPORT BOARD PROCESSOR: ALTERA STRATIX ON-BOARD MEMORY MODULE TYPE: MICRON 512 MB DDR 266 CL. 2.5
https://www.fabsurplus.com/sdi_catalog/salesItemDetails.do?id=80081 | 80081 | EDA Industries | PCBA 05568 REV 1.6 | Pattern test Driver PCB for BIB oven with 6 drivers | 1 | Reliability | excellent |  | as is where is | immediately | DRIVER MODULE FOR RELIABILITY OVEN MANUFACTURED BY EDA INDUSTRIES SpA Italy. With 6 Burn-in power supplies model PCBA05431 Un-crated Dimensions of board: 60 cm (l) x 53 cm (w) x 6 cm (h) Weight of board: 7.5 KG Location: Avezzano (AQ) 67051 Italy. Warehoused and crated. Other parts included with board:- EDA PCBA 05719 PTDM DIGITAL I/O EDA PCBD 04509 TITLE DCP IIIE EDA-PCBA-05615 PTDW SUPPORT BOARD EDA-PCBA-05615 REV 1.6 PROCESSOR: ALTERA STRATIX ON-BOARD MEMORY MODULE TYPE: MICRON 512 MB DDR 266 CL2.5
https://www.fabsurplus.com/sdi_catalog/salesItemDetails.do?id=80082 | 80082 | EDA Industries | PCBA 05568 REV 1.2 | Pattern test Driver module for BIB oven with 3 x PSU | 1 | Reliability | excellent |  | as is where is | immediately | DRIVER MODULE FOR RELIABILITY OVEN MANUFACTURED BY EDA INDUSTRIES SpA Italy. With 3 Burn-in power supplies model PCBA05431 Rev 21.2 and 25.2 Un-crated Dimensions of board: 60 cm (l) x 53 cm (w) x 6 cm (h) Weight of board: 7.5 KG Location: Avezzano (AQ) 67051 Italy. Warehoused and crated. Other parts included with board:- EDA PCBA 05719 rev 1.6 PTDM TESTPOINT BOARD EDA-PCBD-04509 TITLE DCP IIIE EDA PCBA 05615 PTDM SUPPORT BOARD rev 1.1 PROCESSOR: ALTERA STRATIX ON-BOARD MEMORY MODULE TYPE: MICRON 512 MB DDR 266 CL. 2.5
https://www.fabsurplus.com/sdi_catalog/salesItemDetails.do?id=80084 | 80084 | EDA Industries | PCBA 05568 REV 1.6 | Pattern test Driver PCB for BIB oven with 6 drivers | 1 | Reliability | excellent |  | as is where is | immediately | DRIVER MODULE FOR RELIABILITY OVEN MANUFACTURED BY EDA INDUSTRIES SpA Italy. With 6 Burn-in power supplies model PCBA05431 REV 21.3 Un-crated Dimensions of board: 60 cm (l) x 53 cm (w) x 6 cm (h) Weight of board: 7.5 KG Location: Avezzano (AQ) 67051 Italy. Warehoused and crated. Other parts included with board:- EDA PCBA 05719 PTDM DIGITAL I/O EDA PCBD 04509 TITLE DCP IIIE EDA-PCBA-05615 PTDW SUPPORT BOARD EDA-PCBA-05615 REV 1.6 PROCESSOR: ALTERA STRATIX ON-BOARD MEMORY MODULE TYPE: MICRON 512 MB DDR 266 CL2.5
https://www.fabsurplus.com/sdi_catalog/salesItemDetails.do?id=80033 | 80033 | EDA Industries ERNI | 914796 RC | BURN IN BOARD SOCKET Hard Metric Connectors (154 Contacts, Vertical, Gold Plated). | 256 | Reliability | new in box |  | as is where is | immediately | NEW UNUSED. FOR RELIABILITY OVEN MANUFACTURED BY EDA INDUSTRIES SpA Italy. Dimensions of box containing SOCKETS: 34 cm (l) x 35 cm (w) x 15 cm (h) Location: Avezzano (AQ) 67051 Italy. Warehoused and crated. ERNI 914796 Hard Metric Connectors (154 Contacts, Vertical, Gold Plated).
https://www.fabsurplus.com/sdi_catalog/salesItemDetails.do?id=72127 | 72127 | Edwards | Speedivalve | SPEEDI VALVE | 1 | Spares | excellent |  | as is where is | immediately | At the warehouse of Fabsurplus Italy, location Avezzano 67051 Italy.See attached photos for condition.
https://www.fabsurplus.com/sdi_catalog/salesItemDetails.do?id=72128 | 72128 | Edwards | 040020030 | Cable, motor drive, 5M seiko | 1 | Spares | new unused |  | as is where is | immediately | At the warehouse of Fabsurplus Italy, location Avezzano 67051 Italy.See attached photos for condition.
https://www.fabsurplus.com/sdi_catalog/salesItemDetails.do?id=77209 | 77209 | Edwards | Flange | Edwards pump flange 5 1/8" OD 4" ID | 1 |  | excellent |  | as is where is | immediately | Inner Dimension 4" Outer Dimension 5 1/8" Stainless steel Boerne,TX Warehouse
https://www.fabsurplus.com/sdi_catalog/salesItemDetails.do?id=82180 | 82180 | Edwards | Flange | Edwards pump flange 10 7/8" i.d. 11 3/8" O.D. | 1 |  | excellent |  | as is where is | immediately | Inner Dimension 10 7/8" Outer Dimension 11 3/8" 27.5cm I.D. 29cm o.d. Stainless steel, used Boerne,TX Warehouse
https://www.fabsurplus.com/sdi_catalog/salesItemDetails.do?id=83582 | 83582 | EDWARDS | ETM63X PLASMA | HEATING CONTROL UNIT | 1 |  | excellent |  | as is where is | immediately | PIPELINE GRC INLET CAL.9900 WEIGHT 10 KG. DIMENSION: 43 CM. X 24 CM. X 12 CM.(H)
https://www.fabsurplus.com/sdi_catalog/salesItemDetails.do?id=95559 | 95559 | Edwards | iQDP40 | Dry Mechanical Pump | 1 | Pump | excellent | 2000-05-01 | as is where is | immediately | -in excellent condition -At our warehouse in Avezzano, 67051 (AQ) ,near to Rome, in Italy. -EU voltage setup Code A532-40-905 Weight: 186 KG S/N: 006467491 CE MARKED -SEE ATTACHED PHOTOS FOR DETAILS -INCLUDES Electrics Module p/n D37207000 with dongle. -Dims: 90 cm x 44 cm x 70 cm (h) The iQDP40 Dry pumping System is a microprocessor controlled, modular, dry pump package that provides unparalleled control and monitoring facilities. The iQ pumping system can be locally controlled by a hand held LCD control panel or remotely controlled through a fully customized tool interface. All major control elements are located within the footprint of the pumping system.The iQ dry pumping system has integrated sensors, which continuously monitor key system performance parameters and give advanced warning of problems. These pumps have pump and motor temperature sensors installed. The iQ pumpset parameters can be monitored and displayed through a variety of output devices including: Hand-held or panel mounted control module; Local PC or laptop computer; OEM specified tool interface; PC as part of a fab-wide network. This is a hand held LCD control panel module provides access to: system control and configuration; system status and monitored values; diagnostics and recommended corrective action. A tool interface module can be used to provide a fully customized interface to your process tool. It communicates with the iQ pumping system through a screened twisted pair cable. It has integral system configuration which check process pump service history log, process/tool specific settings, updated on power-on, giving maximum pump interchangeability between process tools.
https://www.fabsurplus.com/sdi_catalog/salesItemDetails.do?id=106919 | 106919 | Edwards | STP-A1303C | TURBOMOLECULAR PUMP | 1 | PUMP | good | 2002-06-01 | as is where is | immediately | ONLY THE PUMP. CABLES AND CONTROLLER NOT INCLUDED. HAS BEEN USED WITH BCl3 Cl2, HBr, SF6. HAS NOT BEEN DECONTAMINATED. WILL REQUIRE CLEANING BEFORE USE.
https://www.fabsurplus.com/sdi_catalog/salesItemDetails.do?id=106972 | 106972 | Edwards | QDP80 Drystar | Dry Vacuum pump with power box | 1 | pump | good | 1995-06-01 | as is where is | immediately | -deinstalled from working condition -233 kg, 40 cm x 97 cm x 90 cm (H) -CE MARKED -208V 3 PH 30A 50/60 HZ -see attached photos for details
https://www.fabsurplus.com/sdi_catalog/salesItemDetails.do?id=106973 | 106973 | Edwards | QDP80 + QMB250F | Dry Vacuum pump combo with power box | 1 | pump | good | 1995-06-01 | as is where is | immediately | -deinstalled from working condition -CE MARKED -208V 3 PH 50/60 HZ -see attached photos for details
https://www.fabsurplus.com/sdi_catalog/salesItemDetails.do?id=106974 | 106974 | Edwards | QDP40 + QMB250F | Dry Vacuum pump combo with power box | 1 | pump | good | 1995-06-01 | as is where is | immediately | -deinstalled from working condition -CE MARKED -208V 3 PH 50/60 HZ -see attached photos for details
https://www.fabsurplus.com/sdi_catalog/salesItemDetails.do?id=106975 | 106975 | Edwards | QDP80 + QMB250F | Dry Vacuum pump combo with power box | 1 | pump | good | 1995-06-01 | as is where is | immediately | -deinstalled from working condition -CE MARKED -208V 3 PH 50/60 HZ -see attached photos for details
https://www.fabsurplus.com/sdi_catalog/salesItemDetails.do?id=69878 | 69878 | Edwards / Seiko Seiki | STP 1000C | TURBO PUMP TMP 100C 250 ISO-K/KF40 | 1 | VACUUM PUMP |  | 1999-10-01 | as is where is | immediately | S/N 0000014025 LOCATED IN AVEZZANO, ITALY 67051 (NEAR ROME) USED REQUIRES REFURBISHMENT AND CLEANING PRIOR TO USE. CAN BE SOLD REFURBISHED AT EXTRA COST. THE CONTROLLER AND THE CONTROL CABLE ARE ALSO AVAILABLE FOR PURCHASE IF REQUIRED. AXCELIS PART NUMBER 3100353
https://www.fabsurplus.com/sdi_catalog/salesItemDetails.do?id=79521 | 79521 | Efector | 500 | Pressure sensor switch, programmable | 1 |  | new | 2001-01-01 | as is where is | immediately | Like new in a box, in the Boerne,TX warehouse
https://www.fabsurplus.com/sdi_catalog/salesItemDetails.do?id=15658 | 15658 | ELCO | MMC50-1 | POWER SUPPLY | 1 |  | new in box |  | as is where is | immediately | V1-G1 5V 0.75~5A V2-G2 12V 1.5A V3 12V 0.5A AC IN 85~132V PIN: 73W MAX WEIGHT:500 GR. DIMENSION: 18 CM. X 10 CM. X 4 CM. (H)
https://www.fabsurplus.com/sdi_catalog/salesItemDetails.do?id=83636 | 83636 | ELCO CO. LTD | K50A-15 | POWER SUPPLY | 3 | 15V3.4A | good |  | as is where is | immediately | POWER SUPPLY ELCO CO.LTD K50A-15 ACIN 85-132V PIN: 77W MAX 15V3.4A 0352499A (2) 9S009SA (1) WEIGHT FOR EACH: 0,5 KG. DIMENSION: 17 CM. X 10 CM. X 4 CM. (H) FOR ONE
https://www.fabsurplus.com/sdi_catalog/salesItemDetails.do?id=83639 | 83639 | ELCO CO. LTD | K SERIES | POWER SUPPLY | 0 | K100 A-12 | new in box |  | as is where is | immediately | SWITCHING REGULATOR K100A-12 ACIN 85-132V 12V85A PIN: 137W MAX WEIGHT: 0,7 KG.. X 10 CM. X 6 CM. (H) DIMENSION: 20 CM
https://www.fabsurplus.com/sdi_catalog/salesItemDetails.do?id=79596 | 79596 | Elind | KL 1200W | Laboratory Power supply | 8 | Electronics Test and Measurement | excellent | 2000-05-01 | as is where is | immediately | I have a total of Qty 8 available for immediate consignment. The exact model of the KL 1200W power supplies I have in stock is 30KL 38/80 These power supplies are 0-30V /0-80A, 960 to 1080 W rated. -Switching power supply with auto-ranging -Auto ranging allows the maximum output power for an extended range of voltages and currents -More units can be joined together in series, parallel or for auto-tracking. -Input and output protection. -Temperature protection -Soft-start function -Possibility to set voltage and temperature limits without connecting the load. -Regulation with 10 turn potentiometer. -Remote sensing -See attached detailed technical specification -Shipping information:- -weight: 10 kg dimensions: 500 mm x 300 mm x 400 mm Location: Avezzano, Italy.
https://www.fabsurplus.com/sdi_catalog/salesItemDetails.do?id=79885 | 79885 | Elind | 3232 | Laboratory power supply 0-3,2A current adj - 0 - 32 V voltage adj | 1 | Electronics Test and Measurement | good |  | as is where is | immediately | In good working condition Location: Avezzano, Italy Warehoused Can be inspected by appointment
https://www.fabsurplus.com/sdi_catalog/salesItemDetails.do?id=79887 | 79887 | Elind | 328 | Laboratory power supply 0-0,8A current adj - 0 - 32 V voltage adj | 1 | Lab Equipment | excellent | 1995-05-01 | as is where is | immediately | In good working condition Location: Avezzano, Italy Warehoused Can be inspected by appointment
https://www.fabsurplus.com/sdi_catalog/salesItemDetails.do?id=80368 | 80368 | ENI | OEM-6J | RF GENERATOR | 1 | SPARES | excellent | 1995-05-31 22:00 | as is where is | immediately | ENI OEM 6J, removed from working tool and stored in the SDI warehouse of Avezzano Italy. Working condition, but sold as-is.
https://www.fabsurplus.com/sdi_catalog/salesItemDetails.do?id=83625 | 83625 | ENI | HF-3000-50 | HARMONIC FILTER ASSY | 1 |  | good | 1994-02-28 23:00 | as is where is | immediately | HARMONIC FILTER HF-3000-50 DATE OF MFG 03.29.94 FREQUENCY 13.56 MHz MAXUMUM POWER 3 KW MAX AMBIENT TEMP. 45° C INSERTION LOSS 2,8% REFLECTED POWER 0076% WEIGHT: 2 KG. DIMENSION: 22 CM. X 20 CM. X 19 CM. (H)
https://www.fabsurplus.com/sdi_catalog/salesItemDetails.do?id=77091 | 77091 | Enidine | MB21539 | Shock Absorber | 1 | Spares | good |  | as is where is | immediately
https://www.fabsurplus.com/sdi_catalog/salesItemDetails.do?id=84090 | 84090 | ERACOND | X3 | MINIATURE AIR CYLINDER | 1 |  | as new |  | as is where is | immediately | M20 PD50 WEIGHT: 500 GR. DIMENSION: 3 X 3 X 17 (H)
https://www.fabsurplus.com/sdi_catalog/salesItemDetails.do?id=84080 | 84080 | ERACOND Z3 | M20 PD 50 | MINIATUR AIR CYLINDER | 1 |  | excellent |  | as is where is | immediately | ERACOND Z3 MINIATUR AIR CYLINDER M20 PD50 WEIGHT: 0,4 KG. DIMENSION: 3 X3 X 17 (H)
https://www.fabsurplus.com/sdi_catalog/salesItemDetails.do?id=83739 | 83739 | ESI | 44 | COMPLETE SET OF LASER TRIMMER SPARE PCBS AND PARTS | 27 | SPARES | excellent |  | as is where is | immediately | A complete set of known working and tested PCBs and Power Supplies for an ESI Model 44 laser component trimmer for immediate sale, including 27 major items and a lot of other small parts and accessories. Everything to keep your old ESI 44 Laser Trimmer running for a few years more ! Including: -System control boards -S/R interface -LM/LC 2 -IEEE -Man Functions -Extenders -Linear Motor control cards -Optics -50 VDC Power supply -Linear Motor power amp -Cables -Assortment of small parts -All Tested and ready to go parts See attached list in excel with links for details AND PHOTOS regarding each of the items available for purchase. Will ship from our warehouse in Avezzano Italy. LIST WITH A SUMMARY OF THE PCBS INCLUDED (OTHER SMALL SPARES ARE ALSO INCLUDED BUT NOT LISTED HERE): SDI ID Manufacturer Model Description Quantity 83796 ESI 29286 ESI pcb Servo Preamp 1 83797 ESI 29282 ESI pcb Transducer Preamp 1 83798 ESI 43175 4 phase encoder logic assy 1 83799 ESI 929284 MAX Velocity control board 1 83801 ESI 40898 ESI pcb Interrupt control 1 83802 ESI 42328 ESI pcb Precharged Servo Preamp 1 83803 ESI 29278 ESI pcb Power Amplifier driver 1 83804 ESI 29800 Driver power supply 1 83813 ESI 41751 Transducer Buffer PCB for ESI 44 2 83814 ESI 42251 Approach Control PCB for ESI 44 1 83815 ESI 29292 ESI pcb Position Encoder Logic 1 83816 ESI 42119 ESI pcb 4 Phase Control Module 1 83817 ESI 42253 ESI pcb Power Amplifier driver 1 83818 ESI 42252 ESI pcb Acceleration Control Assy 1 83820 ESI 24971 Manual Functions PC Board 1 83822 ESI 41207 IEEE 488 Interface 1 83857 ESI 48503 Linear motor/Laser Control PC Board 2 83858 ESI 24961 Extender Board PC Board w/ cables 2 83859 ESI 42356 S&R Interface PC Board 1 83860 ESI 24955 Scanner Module PC Board 3 83936 ESI 41506 Bridge Caliobrator PCB for ESI 44 1 84210 ESI Power Assy Power supply assy, ESI 44/4400 1 27
https://www.fabsurplus.com/sdi_catalog/salesItemDetails.do?id=83796 | 83796 | ESI | 29286 | ESI pcb Servo Preamp | 1 | Spares | excellent |  | as is where is | immediately | Servo Preamp board Tested good ESI CKT# 29286
https://www.fabsurplus.com/sdi_catalog/salesItemDetails.do?id=83797 | 83797 | ESI | 29282 | ESI pcb Transducer Preamp | 1 | Spares | excellent |  | as is where is | immediately | Transducer Preamp board Tested good ESI CKT# 29282
https://www.fabsurplus.com/sdi_catalog/salesItemDetails.do?id=83798 | 83798 | ESI | 43175 | 4 phase encoder logic assy | 1 | Spares | excellent |  | as is where is | immediately | 4 phase encoder logic assy ckt 43175 Tested good by known refurbisher prior to shipping to our warehouse.
https://www.fabsurplus.com/sdi_catalog/salesItemDetails.do?id=83799 | 83799 | ESI | 929284 | MAX Velocity control board | 1 | Spares | excellent |  | as is where is | immediately | MAX Velocity control board CKT ASSY 929284 Tested good by known refurbisher prior to shipping to our warehouse.
https://www.fabsurplus.com/sdi_catalog/salesItemDetails.do?id=83801 | 83801 | ESI | 40898 | ESI pcb Interrupt control pcb | 1 | Spares | excellent |  | as is where is | immediately | InterruptControl board Tested good ESI CKT# 40898
https://www.fabsurplus.com/sdi_catalog/salesItemDetails.do?id=83802 | 83802 | ESI | 42328 | ESI pcb Precharged Servo Preamp | 1 | Spares | excellent |  | as is where is | immediately | ESI pcb Precharged Servo Preamp Tested good ESI CKT# 42328
https://www.fabsurplus.com/sdi_catalog/salesItemDetails.do?id=83803 | 83803 | ESI | 29278 | ESI pcb Power Amplifier driver for ESI 44 fuser | 1 | Spares | excellent |  | as is where is | immediately | Power Amplifier driver Tested good ESI CKT# 29278
https://www.fabsurplus.com/sdi_catalog/salesItemDetails.do?id=83804 | 83804 | ESI | 29800 | Driver power supply | 1 |  | excellent |  | as is where is | immediately | Good, used, tested working ESI 29800 power supply See photos for details USA voltage setup - 110V
https://www.fabsurplus.com/sdi_catalog/salesItemDetails.do?id=83813 | 83813 | ESI | 41751 | Transducer Buffer PCB for ESI model 44 laser fuser | 2 | Spares | excellent |  | as is where is | immediately | Transducer Buffer PCB for ESI 44 CKT ASSY 41751 Tested good by known refurbisher prior to shipping to our warehouse. qty 2 available
https://www.fabsurplus.com/sdi_catalog/salesItemDetails.do?id=83814 | 83814 | ESI | 42251 | Approach Control PCB for ESI 44 | 1 | Spares | excellent |  | as is where is | immediately | Approach Control PCB for ESI 44 CKT ASSY 42251 Tested good by known refurbisher prior to shipping to our warehouse.
https://www.fabsurplus.com/sdi_catalog/salesItemDetails.do?id=83815 | 83815 | ESI | 29292 | ESI pcb Position Encoder Logic for ESI 44 fuser | 1 | Spares | excellent |  | as is where is | immediately | ESI pcb Position Encoder Logic Tested good ESI CKT# 29292
https://www.fabsurplus.com/sdi_catalog/salesItemDetails.do?id=83816 | 83816 | ESI | 42119 | ESI pcb 4 Phase Control Module | 1 |  | excellent |  | as is where is | immediately | 4 Phase Control Module Tested good ESI CKT# 42119
https://www.fabsurplus.com/sdi_catalog/salesItemDetails.do?id=83817 | 83817 | ESI | 42253 | ESI pcb Power Amplifier driver for ESI 44 fuser | 1 | Spares | excellent |  | as is where is | immediately | Power Amplifier driver Tested good ESI CKT# 42253
https://www.fabsurplus.com/sdi_catalog/salesItemDetails.do?id=83818 | 83818 | ESI | 42252 | ESI pcb Acceleration Control Assy for ESI 44 fuser | 1 | Spares | excellent |  | as is where is | immediately | Acceleration Control Assy Tested good ESI CKT# 42252
https://www.fabsurplus.com/sdi_catalog/salesItemDetails.do?id=83820 | 83820 | ESI | 24971 | Manual Functions PC Board FOR ESI MODEL 44 LASER TRIMMER | 1 | Spares | excellent |  | as is where is | immediately | Manual Functions Board CKT ASSY 24971 Tested good by known refurbisher prior to shipping to our warehouse. Located at our Avezzano 67051 Italy warehouse.
https://www.fabsurplus.com/sdi_catalog/salesItemDetails.do?id=83822 | 83822 | ESI | 41207 | IEEE 488 Interface FOR ESI 44 LASER TRIMMER | 1 | SPARES | excellent |  | as is where is | immediately | IEEE 488 Interface pc board CKT ASSY 41207 Tested good by known refurbisher prior to shipping to our warehouse. Located at our Avezzano 67051 Italy warehouse.
https://www.fabsurplus.com/sdi_catalog/salesItemDetails.do?id=83857 | 83857 | ESI | 48503 | Linear motor/Laser Control PC Board FROM ESI MODEL 44 TRIMMER | 2 | Spares | excellent |  | as is where is | immediately | ESI CKT# 48503 Linear Motor/Laser Control PC Board qty 2 available, second board shows problems Located at our Avezzano 67051 Italy warehouse.
https://www.fabsurplus.com/sdi_catalog/salesItemDetails.do?id=83858 | 83858 | ESI | 24961 | Extender Board PC Board w/ cables FOR ESI 44 LASER TRIMMER | 2 | Spares | excellent |  | as is where is | immediately | ESI CKT# 24961 Extender Board PC Board w/ cables, Refurbished, tested qty 2 available Located at our Avezzano 67051 Italy warehouse.
https://www.fabsurplus.com/sdi_catalog/salesItemDetails.do?id=83859 | 83859 | ESI | 42356 | S&R Interface PC Board FOR ESI MODEL 44 LASER TRIMMER | 1 | Spares | excellent |  | as is where is | immediately | ESI CKT# 42356 S&R Interface PC Board, Refurbished, tested Located at our Avezzano 67051 Italy warehouse.
https://www.fabsurplus.com/sdi_catalog/salesItemDetails.do?id=83860 | 83860 | ESI | 24955 | Scanner Module PC Board for ESI 44 fuser | 3 | spares | excellent |  | as is where is | immediately | Scanner Module Tested good ESI CKT# 24955 P.C.B.S for immediate sale QTY 3 De-installed from a working system. Located at our Avezzano 67051 Italy warehouse.
https://www.fabsurplus.com/sdi_catalog/salesItemDetails.do?id=83936 | 83936 | ESI | 41506 | Bridge Calibrator PCB for ESI 44 LASER TRIMMER | 1 | Spares | excellent |  | as is where is | immediately | Bridge Calibrator PCB for ESI 44 CKT ASSY 41506 Tested good by known refurbisher prior to shipping to our warehouse.
https://www.fabsurplus.com/sdi_catalog/salesItemDetails.do?id=84210 | 84210 | ESI | Power Assy | Power supply assy, ESI 44/4400 | 1 |  | excellent |  | as is where is | immediately | Good, used, bottom assembly for ESI 44 / 4400 laser trimmers See photos for details Fans, power supply, etc. USA voltage setup - 110V
https://www.fabsurplus.com/sdi_catalog/salesItemDetails.do?id=79520 | 79520 | Eurotherm | 2408f | Temperature controller | 3 |  | as new | 2001-01-01 | as is where is | immediately | qty 3 in good condition, one like new in a box
https://www.fabsurplus.com/sdi_catalog/salesItemDetails.do?id=80169 | 80169 | Festo | 150857 SME-8-S-LED-24 | Proximity switch | 1 |  | as new | 2012-12-01 | as is where is | immediately | New in box, SME-8-S-LED-24 Boerne, TX warehouse
https://www.fabsurplus.com/sdi_catalog/salesItemDetails.do?id=27820 | 27820 | FSI | Excalibur ISR & EOS | Manual | 1 | [5 empty] | Systems operation and Maintenance Manual
https://www.fabsurplus.com/sdi_catalog/salesItemDetails.do?id=27821 | 27821 | FSI | Proteus 11 | Manual | 1 | [5 empty] | DI Water Heater manual Operation and Maintenance
https://www.fabsurplus.com/sdi_catalog/salesItemDetails.do?id=27822 | 27822 | FSI | Chemfill systems | Manual | 1 | manual | excellent |  |  |  | System Manual and prints
https://www.fabsurplus.com/sdi_catalog/salesItemDetails.do?id=27823 | 27823 | FSI | Excalibur | Manual | 1 | [5 empty] | In Situ Rinse prints & Product structures manuals
https://www.fabsurplus.com/sdi_catalog/salesItemDetails.do?id=27824 | 27824 | FSI | SATURN & TITAN | Manuals | 1 | [5 empty] | Saturn & Titan Spray Processor Manual Operation and Maintenance Manual
https://www.fabsurplus.com/sdi_catalog/salesItemDetails.do?id=27826 | 27826 | FSI | Mercury MP | Operation and Maintenance Manual | 1 | Manual | excellent |  | as is where is | immediately | Spray Processing system Operation and Maintenance manual
https://www.fabsurplus.com/sdi_catalog/salesItemDetails.do?id=27827 | 27827 | FSI | Excalibur ISR | Manual | 2 | [5 empty] | ISR Operation & Maintenance Manual
https://www.fabsurplus.com/sdi_catalog/salesItemDetails.do?id=27828 | 27828 | FSI | 912629 | Manual | 1 | [5 empty] | FSI Excalibur ISR & EOS Systems SECS/GEM implemntation Manual
https://www.fabsurplus.com/sdi_catalog/salesItemDetails.do?id=27829 | 27829 | FSI | 904602-200 | Manual | 1 | [5 empty] | Heated Recirculation Prints & Products Structures Manual
https://www.fabsurplus.com/sdi_catalog/salesItemDetails.do?id=27835 | 27835 | FSI | Excalibur | Manual 905364-200 | 1 | [5 empty] | Prints & product structures 905364-200
https://www.fabsurplus.com/sdi_catalog/salesItemDetails.do?id=27836 | 27836 | FSI | Excalibur ISR | Manual Prints & Product Structures | 1
https://www.fabsurplus.com/sdi_catalog/salesItemDetails.do?id=27837 | 27837 | FSI | Booster Pump | Manual | 1 | [5 empty] | Print & Product Structures
https://www.fabsurplus.com/sdi_catalog/salesItemDetails.do?id=27838 | 27838 | FSI | Saturn MP | Manual 500539-001 | 1 | [5 empty] | Operation & Maintenance Manual
https://www.fabsurplus.com/sdi_catalog/salesItemDetails.do?id=27839 | 27839 | FSI | Saturn MP | Manual 500539-004 | 3 | [5 empty] | Prints & parts Structures
https://www.fabsurplus.com/sdi_catalog/salesItemDetails.do?id=27840 | 27840 | FSI | Booster Pump | Manual | 1 |  | excellent |  | as is where is | immediately | Mercury Booster Pump Manual
https://www.fabsurplus.com/sdi_catalog/salesItemDetails.do?id=27841 | 27841 | FSI | Proteus 1 | Manual | 1 | [5 empty] | Operation and Maintenance Manual
https://www.fabsurplus.com/sdi_catalog/salesItemDetails.do?id=27842 | 27842 | FSI | Saturn OC | Manuals | 2 | [5 empty] | Operators Guide Manual Operation & Maintenance Manual
https://www.fabsurplus.com/sdi_catalog/salesItemDetails.do?id=27871 | 27871 | FSI | ISR Maual | In Situ Rinse Prints & Parts Structures Manual | 1
https://www.fabsurplus.com/sdi_catalog/salesItemDetails.do?id=27872 | 27872 | FSI | Excalibur | Vapour Phase Processing system Supplementary training manual | 1
https://www.fabsurplus.com/sdi_catalog/salesItemDetails.do?id=27873 | 27873 | FSI | PLC Expansion | PLC expansion Project Manual | 1
https://www.fabsurplus.com/sdi_catalog/salesItemDetails.do?id=27875 | 27875 | FSI | HELIOS 52 | Prints & Products structures Manual | 1
https://www.fabsurplus.com/sdi_catalog/salesItemDetails.do?id=27877 | 27877 | FSI | 500539-004 | Parts & Structures Manual | 1
https://www.fabsurplus.com/sdi_catalog/salesItemDetails.do?id=27878 | 27878 | FSI | Saturn | Manual General | 1
https://www.fabsurplus.com/sdi_catalog/salesItemDetails.do?id=27879 | 27879 | FSI | Mercury MP | Spray Processing system Operation & Maintenance Manual | 1 | Manual | good |  | as is where is | immediately | MERCURY MP SPRAY PROCESSING SYSTEM Operation and Maintenance Manual - For software version 9.07 Manual P/N 908786-200 REV B ORIGINAL OEM MANUAL. Location: Avezzano (AQ) 67051 Italy
https://www.fabsurplus.com/sdi_catalog/salesItemDetails.do?id=27880 | 27880 | FSI | Chemfill systems | Model 1000 CDM/ PPS Manual Rev D | 2 | manual | excellent |  | as is where is | immediately | Qty 2 available. See attached details. Non-cleanroom paper version. In Avezzano, Italy part number 906488-100
https://www.fabsurplus.com/sdi_catalog/salesItemDetails.do?id=27881 | 27881 | FSI | Chemfill systems - Manual | Model 1000-4 PLC CDM Supplementary Training Package | 1 | Manual | excellent |  | as is where is | immediately | Advanced training course - notes , including diagrams etc. Located in Italy. See attached photos for details.
https://www.fabsurplus.com/sdi_catalog/salesItemDetails.do?id=83516 | 83516 | FSI | Polaris 3500 (Spares) | Spares for DUV photoresist coater / developer track | 1 | spares | good | 2000-05-01 | as is where is | immediately | - FSI polaris 3500 spares for immediate sale as follows :- SDI ID 83516: FSI Polaris 3500 Spare Parts Inspection Report ************************************************************ Location of parts: Warehouse of SDI, Via Nobel, 46A, Aezzano (AQ) 67051, Italy. Aspect of Goods: Packed in a crate Dimensions of crate: 120 cm x 100 cm x 80 cm (h) , weight 150 KG List of the parts included with web links to photos *************************************************** SDI ID WEB LINK Manufacturer/Model Serialnumber Description / Quantity 95574<https://www.fabsurplus.com/sdi_catalog/salesItemDetails.do?id=95574> FSI Polaris 3500 (Spares) 294157-200 REV C PCB, MODULE DRIP AND GUARD INPUTS QTY 1 95575<https://www.fabsurplus.com/sdi_catalog/salesItemDetails.do?id=95575> FSI Polaris 3500 (Spares) IKEGAMI PM-930A PICTURE MONITOR QTY 1 95576<https://www.fabsurplus.com/sdi_catalog/salesItemDetails.do?id=95576> FSI Polaris 3500 (Spares) VT106 10 INCH VGA MONOCHROME MONITOR QTY 2 95577<https://www.fabsurplus.com/sdi_catalog/salesItemDetails.do?id=95577> FSI Polaris 3500 (Spares) IBM 8228 P/N 6091014 Multistation Access Unit QTY 2 95578<https://www.fabsurplus.com/sdi_catalog/salesItemDetails.do?id=95578> FSI Polaris 3500 (Spares) Proteon P7228 rev h PROTEON PRONET P7228 8 PORT QTY 2 95579<https://www.fabsurplus.com/sdi_catalog/salesItemDetails.do?id=95579> FSI Polaris 3500 (Spares) Patlite SL-V Signal Tower, 2 color, Amber, Red QTY 1 95580<https://www.fabsurplus.com/sdi_catalog/salesItemDetails.do?id=95580> FSI Polaris 3500 (Spares) Power box for 200 mm note track QTY 1 95581<https://www.fabsurplus.com/sdi_catalog/salesItemDetails.do?id=95581> FSI Polaris 3500 (Spares) PLAST-O-MATIC PRD075B-PP VALVE QTY 2 95582<https://www.fabsurplus.com/sdi_catalog/salesItemDetails.do?id=95582> FSI Polaris 3500 (Spares) PCB, FSI A/N 294084-200C QTY 1 95583<https://www.fabsurplus.com/sdi_catalog/salesItemDetails.do?id=95583> FSI Polaris 3500 (Spares) DIGI ACCELPORT PCB 55000534 REV F QTY 1 95584<https://www.fabsurplus.com/sdi_catalog/salesItemDetails.do?id=95584> FSI Polaris 3500 (Spares) PCB, FSI 200-0097 REV B MVS 8100 FRAME GRABBER QTY 1 95585<https://www.fabsurplus.com/sdi_catalog/salesItemDetails.do?id=95585> FSI Polaris 3500 (Spares) PCB, FSI 61-0061-10 EXP-BP5 QTY 1 95586<https://www.fabsurplus.com/sdi_catalog/salesItemDetails.do?id=95586> FSI Polaris 3500 (Spares) PCB, FSI 33000-472, VME MONOLITHIC 12 SLOT QTY 1 95587<https://www.fabsurplus.com/sdi_catalog/salesItemDetails.do?id=95587> FSI Polaris 3500 (Spares) PCB, FSI 10444-01AA QTY 1 95588<https://www.fabsurplus.com/sdi_catalog/salesItemDetails.do?id=95588> FSI Polaris 3500 (Spares) PCB, FSI SP 586T (00-065-0015 REV D) SINGLE BOARD COMPUTER QTY 1 95591<https://www.fabsurplus.com/sdi_catalog/salesItemDetails.do?id=95591> FSI Polaris 3500 (Spares) Power Supply, Densei-Lambda Alpha 250S QTY 1 95592<https://www.fabsurplus.com/sdi_catalog/salesItemDetails.do?id=95592> FSI Polaris 3500 (Spares) GAS SENSOR, FSI P/N 841-004-i QTY 1 95593<https://www.fabsurplus.com/sdi_catalog/salesItemDetails.do?id=95593> FSI Polaris 3500 (Spares) ATEN CS-122 CPU SWITCH FOR PS/2 PC/AT QTY 1 95595<https://www.fabsurplus.com/sdi_catalog/salesItemDetails.do?id=95595> FSI Polaris 3500 (Spares) PLATE ASSEMBLY QTY 1 95596<https://www.fabsurplus.com/sdi_catalog/salesItemDetails.do?id=95596> FSI Polaris 3500 (Spares) PLASTIC COVER QTY 1 SOLD 95597 <https://www.fabsurplus.com/sdi_catalog/salesItemDetails.do?id=95597> FSI Polaris 3500 (Spares) INTEGRATED DESIGNS PUMPLESS PUMP QTY 1 SOLD 95598<https://www.fabsurplus.com/sdi_catalog/salesItemDetails.do?id=95598> FSI Polaris 3500 (Spares) FSI P/N 423466-001 REV B Microcontroller Unit QTY 2 SOLD SOLD 95599 <https://www.fabsurplus.com/sdi_catalog/salesItemDetails.do?id=95599> FSI Polaris 3500 (Spares) 131530-03 IDS DISPENSER PUMP M/N 302-M6L1-S QTY 1 SOLD SOLD 95600 <https://www.fabsurplus.com/sdi_catalog/salesItemDetails.do?id=95600> FSI Polaris 3500 (Spares) 131561-03 IDS DISPENSER PUMP M/N 302-M6L1-S QTY 1 SOLD SOLD 95601 <https://www.fabsurplus.com/sdi_catalog/salesItemDetails.do?id=95601> FSI Polaris 3500 (Spares) 131530-02 IDS DISPENSER PUMP M/N 302-M6L1-S QTY 1 SOLD 95602<https://www.fabsurplus.com/sdi_catalog/salesItemDetails.do?id=95602> FSI Polaris 3500 (Spares) FSI P/N 05D-0167-03A1 PSU, DC BATTERY BACKUP 05D016703A1 QTY 1 95603<https://www.fabsurplus.com/sdi_catalog/salesItemDetails.do?id=95603> FSI Polaris 3500 (Spares) FSI P/N 917410-002C POWER BOX WITH BOARD CT 294159-200C QTY 1 95604<https://www.fabsurplus.com/sdi_catalog/salesItemDetails.do?id=95604> FSI Polaris 3500 (Spares) FSI P/N 917803-001B DWR-DSP CABLE, 25 CM QTY 1 95605<https://www.fabsurplus.com/sdi_catalog/salesItemDetails.do?id=95605> FSI Polaris 3500 (Spares) FSI P/N IB1-7000T 2 FEET CABLE 0795 QTY 1 95606<https://www.fabsurplus.com/sdi_catalog/salesItemDetails.do?id=95606> FSI Polaris 3500 (Spares) FSI P/N IB1-7000T , CABLE 2 FEET 0795 QTY 1 95607<https://www.fabsurplus.com/sdi_catalog/salesItemDetails.do?id=95607> FSI Polaris 3500 (Spares) FSI P/N POWER CABLE, LENGTH 135 CM QTY 1 95608<https://www.fabsurplus.com/sdi_catalog/salesItemDetails.do?id=95608> FSI Polaris 3500 (Spares) FSI P/N 8454-AWM-4097-MT BELDEN CABLE, LENGTH 34 CM QTY1
https://www.fabsurplus.com/sdi_catalog/salesItemDetails.do?id=86277 | 86277 | FSI | Polaris 3500 (Spares) | staubli rx 90 robot control unit 308998-001 RX 90 CONTR.1 | 1 | spares | excellent | 2000-09-01 | as is where is | immediately | ELECTRICAL: 208 VAC 30 AMP 3PH
https://www.fabsurplus.com/sdi_catalog/salesItemDetails.do?id=95574 | 95574 | FSI | Polaris 3500 (Spares) 294157-200 REV C | PCB, MODULE DRIP AND GUARD INPUTS | 1 | Spares | new unused |  | as is where is | immediately | new unused. see attached photos. For FSI Polaris track system. DIMENSIONS: 45cm X 44cm X 6 cm(H) WEIGHT: 1,5 KG.
https://www.fabsurplus.com/sdi_catalog/salesItemDetails.do?id=95575 | 95575 | FSI | Polaris 3500 (Spares) IKEGAMI PM-930A | PICURE MONITOR | 1 | Spares | good |  | as is where is | immediately | new unused. see attached photos. For FSI Polaris track system. DIMENSIONS: 25cm X 25cm X 22 cm(H) WEIGHT: 4.7 KG.
https://www.fabsurplus.com/sdi_catalog/salesItemDetails.do?id=95576 | 95576 | FSI | Polaris 3500 (Spares) VT106 | 10 INCH VGA MONOCHROME MONITOR | 2 | Spares | good |  | as is where is | immediately | see attached photos. For FSI Polaris track system. 25 CM X 24 CM X 22 CM (H) WEIGHT 3.7 KG
https://www.fabsurplus.com/sdi_catalog/salesItemDetails.do?id=95577 | 95577 | FSI | Polaris 3500 (Spares) IBM 8228 P/N 6091014 | Multistation Access Unit | 2 | Spares | good |  | as is where is | immediately | see attached photos. For FSI Polaris track system. DIMENSION: 49 CM X 18 CM X 7 CM(H) WEIGHT: 3.20 KG. IBM 8228 Multistation Access Unit •Supports STP and UTPcabling •Offers connections forup to eight devices • Supports interconnectionwith other hubs •Offers flexible mountingoptions •Provides 8 Token-Ring ports •Offers RI/RO portsThe IBM 8228 Multistation Access Unit is a simple 8-lobe wiring concentrator thatcan be installed in a rack in a wiring closet. Each 8228 allows up to eight attachingdevices to have access to a ring. The 8228 does not require an external powersource for operation
https://www.fabsurplus.com/sdi_catalog/salesItemDetails.do?id=95578 | 95578 | FSI | Polaris 3500 (Spares) Proteon P7228 rev h | PROTEON PRONET P7228 8 PORT | 2 | Spares | good |  | as is where is | immediately | See attached photos. For FSI Polaris track system. 49 CM X 18 CM X 7 CM (H) WEIGHT 3.2 KG
https://www.fabsurplus.com/sdi_catalog/salesItemDetails.do?id=95579 | 95579 | FSI | Polaris 3500 (Spares) Patlite SL-V | Signal Tower, 2 color, Amber, Red | 2 | Spares | good |  | as is where is | immediately | see attached photos. For FSI Polaris track system. 9 CM X 4 CM X 53 CM (H) WEIGHT 1 KG
https://www.fabsurplus.com/sdi_catalog/salesItemDetails.do?id=95580 | 95580 | FSI | Polaris 3500 (Spares) | Power box for 200 mm note track | 1 | Spares | good |  | as is where is | immediately | see attached photos. For FSI Polaris track system. 44 CM X 34 CM X 18 CM (H) WEIGHT 6.5 KG
https://www.fabsurplus.com/sdi_catalog/salesItemDetails.do?id=95581 | 95581 | FSI | Polaris 3500 (Spares) | PLAST-O-MATIC PRD075B-PP VALVE | 2 | Spares | good |  | as is where is | immediately | see attached photos. For FSI Polaris track system. 23 CM X 13 CM X 29 CM (H) WEIGHT 2 KG
https://www.fabsurplus.com/sdi_catalog/salesItemDetails.do?id=95582 | 95582 | FSI | Polaris 3500 (Spares) | PCB, FSI A/N 294084-200C | 1 | Spares | good |  | as is where is | immediately | see attached photos. For FSI Polaris track system. 12 CM X 20 CM X 4 CM (H) WEIGHT 0.15 KG
https://www.fabsurplus.com/sdi_catalog/salesItemDetails.do?id=95583 | 95583 | FSI | Polaris 3500 (Spares) | DIGI ACCELPORT PCB 55000534 REV F | 1 | Spares | good |  | as is where is | immediately | see attached photos. For FSI Polaris track system. 12 CM X 20 CM X4 CM (H) WEIGHT 0.2 KG
https://www.fabsurplus.com/sdi_catalog/salesItemDetails.do?id=95584 | 95584 | FSI | Polaris 3500 (Spares) | PCB, FSI 200-0097 REV B MVS 8100 FRAME GRABBER | 1 | Spares | good |  | as is where is | immediately | see attached photos. For FSI Polaris track system. 14 CM X 20 CM X4 CM (H) WEIGHT 0.3 KG
https://www.fabsurplus.com/sdi_catalog/salesItemDetails.do?id=95585 | 95585 | FSI | Polaris 3500 (Spares) | PCB, FSI 61-0061-10 EXP-BP5 | 1 | Spares | good |  | as is where is | immediately | see attached photos. For FSI Polaris track system. 12 CM X 32 CM X 5 CM (H) WEIGHT 0.3 KG
https://www.fabsurplus.com/sdi_catalog/salesItemDetails.do?id=95586 | 95586 | FSI | Polaris 3500 (Spares) | PCB, FSI 33000-472, VME MONOLITHIC 12 SLOT | 1 | Spares | good |  | as is where is | immediately | see attached photos. For FSI Polaris track system. 27 CM X 27 CM X 1 CM (H) WEIGHT 1 KG
https://www.fabsurplus.com/sdi_catalog/salesItemDetails.do?id=95587 | 95587 | FSI | Polaris 3500 (Spares) | PCB, FSI 10444-01AA | 1 | Spares | good | 1999-05-31 22:00 | as is where is | immediately | see attached photos. For FSI Polaris track system. 13 CM X 13 CM X 4 CM (H) WEIGHT 0.2 KG
https://www.fabsurplus.com/sdi_catalog/salesItemDetails.do?id=95588 | 95588 | FSI | Polaris 3500 (Spares) | PCB, FSI SP 586T (00-065-0015 REV D) SINGLE BOARD COMPUTER | 1 | Spares | good | 1999-05-01 | as is where is | immediately | see attached photos. For FSI Polaris track system. 36 CM X 15 CM X 4 CM (H) WEIGHT 0.5 KG
https://www.fabsurplus.com/sdi_catalog/salesItemDetails.do?id=95591 | 95591 | FSI | Polaris 3500 (Spares) | Power Supply, Densei-Lambda Alpha 250S | 1 | Spares | good | 1999-05-31 22:00 | as is where is | immediately | see attached photos. Product Name: MA2500069A Config. name: 250S24, 0,5.0A,Z INPUT RATINGS: 100-240V , 47-63 Hz. Max input current: 5 A Max o/p power: 250 W OUTPUT SETTINGS: 5V, 4 A, 24V 9 A For FSI Polaris track system. 28 CM X 13 CM X 5 CM (H) WEIGHT 1.5 KG
https://www.fabsurplus.com/sdi_catalog/salesItemDetails.do?id=95592 | 95592 | FSI | Polaris 3500 (Spares) | GAS SENSOR, FSI P/N 841-004-i | 1 | Spares | good |  | as is where is | immediately | see attached photos. P/N 841-004-I 1271011 sensor part number:- 55601420 ILA-1487-C 3/00 TEMP Anheim CA For FSI Polaris track system. 25 CM X 10 CM X 20 CM (H) WEIGHT 1 KG
https://www.fabsurplus.com/sdi_catalog/salesItemDetails.do?id=95593 | 95593 | FSI | Polaris 3500 (Spares) | ATEN CS-122 CPU SWITCH FOR PS/2 PC/AT | 1 | Spares | good |  | as is where is | immediately | see attached photos. For FSI Polaris track system. 22.5 CM X15.2 CM X 5.5 CM (H) WEIGHT 1.4 KG
https://www.fabsurplus.com/sdi_catalog/salesItemDetails.do?id=95595 | 95595 | FSI | Polaris 3500 (Spares) | PLATE ASSEMBLY | 1 | Spares | good | 1995-08-31 22:00 | as is where is | immediately | see attached photos. For FSI Polaris track system. Includes the following part numbers: 411131-001-F PCB: 400-A/N292030 C/REV 410827-00 /C 0795 JMI 410828-00 /B 0795 JMI 28 CM X 28 CM X 31 CM (H) WEIGHT 12.5 KG
https://www.fabsurplus.com/sdi_catalog/salesItemDetails.do?id=95596 | 95596 | FSI | Polaris 3500 (Spares) | PLASTIC COVER | 1 | Spares | good |  | as is where is | immediately | see attached photos. For FSI Polaris track system. 40 CM X 26 CM X 6.5 CM (H) WEIGHT 1.5 KG
https://www.fabsurplus.com/sdi_catalog/salesItemDetails.do?id=95602 | 95602 | FSI | Polaris 3500 (Spares) | FSI P/N 05D-0167-03A1 POWER SUPPLY, DC BATTERY BACKUP 05D016703A1 | 1 | Spares | good |  | as is where is | immediately | see attached photos. For FSI Polaris track system. MANUFACTURED BY CONVERSION EQUIPMENT CORP., ANAHEIM, CA. M/N: 05D-0167-03A1 INPUT 115/230 V 47-63 HZ 7/4 A OUTPUT: 305 WATTS MAX 28 CM X 16 CM X 34 CM (H) WEIGHT 11.5 KG
https://www.fabsurplus.com/sdi_catalog/salesItemDetails.do?id=95603 | 95603 | FSI | Polaris 3500 (Spares) | FSI P/N 917410-002C POWER BOX WITH BOARD CT 294159-200C | 1 | Spares | good | 2000-01-31 23:00 | as is where is | immediately | See attached photos. For FSI Polaris track system. 45 CM X 45 CM X 14 CM (H) WEIGHT 4.5 KG
https://www.fabsurplus.com/sdi_catalog/salesItemDetails.do?id=95604 | 95604 | FSI | Polaris 3500 (Spares) | FSI P/N 917803-001B DWR-DSP CABLE, 25 CM | 1 | Spares | good |  | as is where is | immediately | see attached photos. For FSI Polaris track system.
https://www.fabsurplus.com/sdi_catalog/salesItemDetails.do?id=95605 | 95605 | FSI | Polaris 3500 (Spares) | FSI P/N IB1-7000T 2 FEET CABLE 0795 | 1 | Spares | good |  | as is where is | immediately | see attached photos. For FSI Polaris track system.
https://www.fabsurplus.com/sdi_catalog/salesItemDetails.do?id=95606 | 95606 | FSI | Polaris 3500 (Spares) | FSI P/N IB1-7000T , CABLE 2 FEET 0795 | 1 | Spares | good | 1995-06-30 22:00 | as is where is | immediately | see attached photos. For FSI Polaris track system.
https://www.fabsurplus.com/sdi_catalog/salesItemDetails.do?id=95607 | 95607 | FSI | Polaris 3500 (Spares) | FSI P/N POWER CABLE, LENGTH 135 CM | 1 | Spares | good |  | as is where is | immediately | see attached photos. For FSI Polaris track system.
https://www.fabsurplus.com/sdi_catalog/salesItemDetails.do?id=95608 | 95608 | FSI | Polaris 3500 (Spares) | FSI P/N 8454-AWM-4097-MT BELDEN CABLE, LENGHT 34 CM | 1 | Spares | good |  | as is where is | immediately | see attached photos. For FSI Polaris track system.
https://www.fabsurplus.com/sdi_catalog/salesItemDetails.do?id=106015 | 106015 | FSI | Polaris 3500 (Spares) | POWER SUPPLY, CONVERSION EQUIPMENT CORP. M/N 05D-0189-01 | 1 | Spares | good |  | as is where is | immediately | see attached photos. CONVERSION EQUIPMENT CORP. MODEL NUMBER 05D-0189-01 INPUT 115/230V 47-63 HZ 6/3 A OUTPUT: 484 W MAX For FSI Polaris track system. 13 CM X 27 CM X 10 CM (H) WEIGHT 2.5 KG
https://www.fabsurplus.com/sdi_catalog/salesItemDetails.do?id=83616 | 83616 | FSP GROUP INC | 100-240 W | POWER SUPPLY for a p.c. | 10 | 10A 50-60 Hz | new in box | 2008-01-01 | as is where is | immediately | AC IMPUT 100-240 V 10 A 50-60 Hz MAX OUTPUT POWER 350 W PART ID LABEL WEIGHT TOTAL BOX: 19 KG. DIMENSION: 50CM.X 38 CM. X 23 CM. (H) S/N ALL: S6421250171/72/73/74/75/76/77/78/79/80
https://www.fabsurplus.com/sdi_catalog/salesItemDetails.do?id=83884 | 83884 | FUJI | CP32 | CIRCUIT PROTECTOR | 5 |  | new in box |  | as is where is | immediately | V 2/W CP32V/2W AC 250 V 50/60 Hz 2 A 1000A P-2 500 2V WEIGHT 150 GR. DIMENSION:10 CM. X 6,5 CM. X 4 CM.(H) THE PRICE IS FOR EACH
https://www.fabsurplus.com/sdi_catalog/salesItemDetails.do?id=84260 | 84260 | FUJI SEIKI & SILENT | FA-1612HCB-C | FA.FWM. | 1 | [5 empty] | SOFT ABSORBER FUJI 1612HCB WEIGHT: 1050 GR. DIMENSION: 2 X 2 X 12 (H)
https://www.fabsurplus.com/sdi_catalog/salesItemDetails.do?id=103814 | 103814 | Fujikin | FBSDV-6.35-2B3-BGC | VALVE BLOCK DIAPH 1/4VCR-F/F/F NC/NC VIM VAR 5RA | 1 | Spares | new in box | 2005-05-01 | as is where is | immediately | COMPLETELY NEW OEM PART, SEALED IN THE ORIGINAL PACKING MATERIALS. SEE PHOTOS FOR DETAILS. LOCATED IN AVEZZANO 67051 ITALY.
https://www.fabsurplus.com/sdi_catalog/salesItemDetails.do?id=83549 | 83549 | Fujitsu Denso | FDS11+11 | 750W 34A Power supply FOR ADVANTEST T5335P TESTER | 1 | Spares | good | 1995-12-01 | as is where is | immediately | Removed from working service from Advantest T5335P tester FDS11+11 converter power supply 00952 (3922-D921)
https://www.fabsurplus.com/sdi_catalog/salesItemDetails.do?id=83903 | 83903 | GACHOT | DN 15-10 | STAINLSS STEEL BALL VALVE | 2 | Spares | excellent |  | as is where is | immediately | +644 Z2CND 7-12 DN 15-10 PN 100 WEIGHT: GR.750 DIMENSION: 21 CM. X 8 CM. X 10 CM. (H) THE PRICE IS FOR EACH
https://www.fabsurplus.com/sdi_catalog/salesItemDetails.do?id=84075 | 84075 | Gasonics | DTC2280 | ISA IDE control board floppy HDD | 1 |  | as new |  | as is where is | immediately | new in the box, old stock DTC 2280, with manuals, etc.
https://www.fabsurplus.com/sdi_catalog/salesItemDetails.do?id=83920 | 83920 | GAZEL | MG.FE 14 | SUPERCLEAN | 14 |  | new in box |  | as is where is | immediately | IPE 141
https://www.fabsurplus.com/sdi_catalog/salesItemDetails.do?id=83921 | 83921 | GAZEL | MG.FC 14 | GSI | 6 |  | new in box |  | as is where is | immediately | IPE 145
https://www.fabsurplus.com/sdi_catalog/salesItemDetails.do?id=83922 | 83922 | GAZEL | MG.FE 38 | SUPERCLEAN | 4 |  | new in box |  | as is where is | immediately | IPE 142
https://www.fabsurplus.com/sdi_catalog/salesItemDetails.do?id=83923 | 83923 | GAZEL | EMC 38 AB | GSI | 9 |  | new in box |  | as is where is | immediately | IPE 155
https://www.fabsurplus.com/sdi_catalog/salesItemDetails.do?id=83924 | 83924 | GAZEL | ECF 14 | SUPERCLEAN | 6 |  | new in box |  | as is where is | immediately | IPE 148
https://www.fabsurplus.com/sdi_catalog/salesItemDetails.do?id=83925 | 83925 | GAZEL | ECM 14 | SUPERCLEAN-GSI | 6 |  | new in box |  | as is where is | immediately | IPE 149
https://www.fabsurplus.com/sdi_catalog/salesItemDetails.do?id=83926 | 83926 | GAZEL | ECF 12 | SUPERCLEAN | 5 |  | new in box |  | as is where is | immediately | IPE 152
https://www.fabsurplus.com/sdi_catalog/salesItemDetails.do?id=83927 | 83927 | GAZEL | ECM 12 | GSI | 1 |  | new in box |  | as is where is | immediately | IPE 153
https://www.fabsurplus.com/sdi_catalog/salesItemDetails.do?id=106945 | 106945 | Genmark | GB3 | Wafer handling Robot | 1 | Robot | good |  | as is all rebuilt | immediately | -Sold "as is". -See attached photos for the condition -SOFTWARE FLOPPY DISK INCLUDED . SHIPPING WEIGHT AND DIMS IN CARDBOARD BOX 53 CM X 53 CM X 56 CM (H) WEIGHT 25 KG LOCATED AT OUR WAREHOUSE IN AVEZZANO 67051 ITALY AND AVAILABLE FOR IMMEDIATE DELIVERY.
https://www.fabsurplus.com/sdi_catalog/salesItemDetails.do?id=79892 | 79892 | Gossen Konstanter | IEC625 | Laboratory Power supply Gossen Konstanter UOP | 1 | Electronics Test and Measurement | excellent |  | as is where is | immediately | DEINSTALLED WAREHOUSED CAN BE INSPECTED BY APPOINTMENT LOCATION: AVEZZANO 67051 ITALY
https://www.fabsurplus.com/sdi_catalog/salesItemDetails.do?id=83800 | 83800 | GSC | P140-74 | Gleichstrom Servo Motor | 1 |  | as new |  | as is where is | immediately | GSC P140-74 Nr. 391041 Md 0,3 Nm 3A n 3000 min 10V/1000 min Gen. 14V/1000 min From Zeiss Axiotran microscopes appears new in the box Zeiss 5240500
https://www.fabsurplus.com/sdi_catalog/salesItemDetails.do?id=84413 | 84413 | HAMPTON | CYCLETROL 240 | CIRCUIT BREAKER | 1 |  | good |  | as is where is | immediately | PART NUMBER: 200100 IMPUT: 240 VAC,10A 10/50/60 Hz OUTPUT: 0-180 VDC, 1/8 TO 1,5 HP WEIGHT: KG.3,2 DIMENSION: 16 X 12 X 26,3 (H)
https://www.fabsurplus.com/sdi_catalog/salesItemDetails.do?id=52166 | 52166 | Hitachi | 545-5515 | DC power supply module for CD SEM | 1 | spares | excellent |  | as is where is | immediately | DC power supply module , 5 channels, goes to a Hitachi SEM (P/N 545-5515)
https://www.fabsurplus.com/sdi_catalog/salesItemDetails.do?id=52167 | 52167 | Hitachi | 6280H | Power Supply Module 4channels | 1 | spares | excellent |  | as is where is | immediately | Power Supply module 4channels for Hitachi SEM 6280H, see pictures for details
https://www.fabsurplus.com/sdi_catalog/salesItemDetails.do?id=52301 | 52301 | Hitachi | 545-5516 | 7 Channel Power Supply module | 0 | spares | excellent |  | as is where is | immediately | Power Supply module onboard, 7 channels for Hitachi CD-SEM
https://www.fabsurplus.com/sdi_catalog/salesItemDetails.do?id=52312 | 52312 | Hitachi | 545-5522 | VG board for CD SEM | 1 | spares | excellent | 1994-05-31 22:00 | as is where is | immediately | VG driver board for CD SEM
https://www.fabsurplus.com/sdi_catalog/salesItemDetails.do?id=52339 | 52339 | Hitachi | 545-5521 | EVAC PCB FOR HITACHI CD-SEM | 1 | spares | excellent | 1994-05-31 22:00 | as is where is | immediately | EVAC SEQ P/N 545-5521 board for Hitachi CD-SEM
https://www.fabsurplus.com/sdi_catalog/salesItemDetails.do?id=52340 | 52340 | Hitachi | 545-5537 | IP-PC2 for cd-sem | 1 | spares | excellent | 1994-05-31 22:00 | as is where is | immediately | IP-PC2 board for Hitachi CD-SEM
https://www.fabsurplus.com/sdi_catalog/salesItemDetails.do?id=52343 | 52343 | Hitachi | 377-7592 | Power Supply Module for CD SEM | 1 | spares | excellent | 1994-05-31 22:00 | as is where is | immediately | Hitachi Power Supply module
https://www.fabsurplus.com/sdi_catalog/salesItemDetails.do?id=53054 | 53054 | HITACHI | 6280H (SPARES) | SORD Computer for cd sem system | 1 | spares | excellent |  | as is where is | immediately | Complete PC assembly with Centronics Key and external FDD 3.5"
https://www.fabsurplus.com/sdi_catalog/salesItemDetails.do?id=86278 | 86278 | Hitachi | 6280H CONTROL RACK | CD SEM (PARTS) | 1 | Spares | excellent | 1995-05-01 | as is where is | immediately | CONTROL RACK
https://www.fabsurplus.com/sdi_catalog/salesItemDetails.do?id=102060 | 102060 | Hitachi | 6280H | CD SEM Control Rack including qty 12 PC Boards in the rack | 12 | Spares | good |  | as is where is | immediately | CONTROL RACK REMOVED FROM WORKING CD SEM. Including the following PCBs: CPU P/N 566-5504 ROM P/N 566-5503 INT/PTM 545-5504 MAG.ADJ. P/N 565-5506 RS232C P/N 545-5505 PANEL/IF 566-5346 C/G RAM P/N 566-5513 CRTC(T) P/N 545-5591 V-AMP (T) P/N 545-5596 NVMEM P/N 545-5598 SCAN CONT 545-5507 HV/LENS P/N 566-5510 LENS N P/N 566-5540
https://www.fabsurplus.com/sdi_catalog/salesItemDetails.do?id=77264 | 77264 | HOLADAY | HI-1801 | MICROWAVE SURVEY METER | 2 | Laboratory | excellent |  | as is where is | immediately | Holaday Microwave Survey Meter in case, like new, with all accessories. Location: Avezzano 67051 Italy
https://www.fabsurplus.com/sdi_catalog/salesItemDetails.do?id=83579 | 83579 | HP HEWLETT PACKARD | 9145A | PC HP HEWLETT PACHARD 9145 | 1 | 115/230V | excellent | 1990-02-28 23:00 | as is where is | immediately | AC LINE 115/230 V 1.6/1.0 A MAX 50/60 Hz 32 TRACK FUSE: F3A-250 V USA T3 15A-250 V EUROPE SELF TEST DISPLAY RESULT
https://www.fabsurplus.com/sdi_catalog/salesItemDetails.do?id=82181 | 82181 | hps mks | 90 degree flange | HPS MKS Stainless Steel VACUUM FITTING | 1 |  | excellent |  | as is where is | immediately | HPS MKS Stainless Steel VACUUM FITTING 90 Degree ELBOW Flange Size KF-40 OD 5" elbow already attached to straight pump flange also 5" Stainless steel Boerne,TX Warehouse
https://www.fabsurplus.com/sdi_catalog/salesItemDetails.do?id=77156 | 77156 | HTC | ISO1010OCRVSA | Pump flange PN 192112412 | 1 | Spares | as new |  | as is where is | immediately | ISO100OCRVSA P/N 192112412LOT#MO0610088 New in a package of 2 each Ships from our Boerne, TX Location
https://www.fabsurplus.com/sdi_catalog/salesItemDetails.do?id=77004 | 77004 | ICP DAS Omega | DB-16R | Daughter Board | 2 | Spares | as new | 2006-01-01 | as is where is | immediately | DB-16R Daughter Board like new with cables
https://www.fabsurplus.com/sdi_catalog/salesItemDetails.do?id=84238 | 84238 | IGUS | 07.10.038.0 | Belt | 1 | Spares | good |  | as is where is | immediately | Pack of 100 belt pieces, sold as a pack of 100 IGUS P#07.10.038.0
https://www.fabsurplus.com/sdi_catalog/salesItemDetails.do?id=13025 | 13025 | IKO | LWES 15 C1 R460 S2 | Linear way with single bearing block,set of 4 | 4 | Spares | new in box |  | as is where is | immediately | New in original box
https://www.fabsurplus.com/sdi_catalog/salesItemDetails.do?id=83617 | 83617 | IKO NIPPON THOMPSON | LWHT 20 C1 R760 B T1 H S2 | LINEAR BEARING AND RAIL | 1 |  | new in box | 2008-11-30 23:00 | as is where is | immediately | LWHT 20 C1 R760 B T1 H S2 A 5 18122003 WEIGHT : 3 KG. DIMENSION: 91 CM.X9 CM.X5 CM.(H)
https://www.fabsurplus.com/sdi_catalog/salesItemDetails.do?id=83618 | 83618 | IKO NIPPON THOMPSON | T1 H S2 | LINEAR BEARING AND RAIL | 1 |  | new in box | 2008-11-30 23:00 | as is where is | immediately | LWHS 25 C2 R580 B T1 H S2 18122003 WEIGHT : 3 KG. DIMENSION: 91 CM.X9 CM.X5 CM.(H)
https://www.fabsurplus.com/sdi_catalog/salesItemDetails.do?id=83619 | 83619 | IKO NIPPON THOMPSON | BCS H S2 | LINEAR BEARING AND RAIL | 1 |  | new in box | 2003-11-30 23:00 | as is where is | immediately | LWLF 42 C2 R550 BCS H S2 A 5 18122003 WEIGHT : 2,5 KG. DIMENSION: 73 CM.X9 CM.X4,5 CM.(H)
https://www.fabsurplus.com/sdi_catalog/salesItemDetails.do?id=83626 | 83626 | IKO NIPPON THOMPSON | PS1 | LINEAR BEARING | 1 |  | new in box | 2003-11-30 23:00 | as is where is | immediately | LWH 15 C1 R 180 WEIGHT : 1 KG. DIMENSION: 39 CM.X16 CM.X 7 CM.(H)
https://www.fabsurplus.com/sdi_catalog/salesItemDetails.do?id=84222 | 84222 | IKO NIPPON THOMPSON | LWL 12 C2 | LINEAR BEARING AND RAIL | 1 | Spares | new in box | 2008-11-01 | as is where is | immediately | LWL 12 C2 R240 BCS T1 H S2 WEIGHT : 200 GR. DIMENSION: 32 CM.X CM.X2,5 CM.(H)
https://www.fabsurplus.com/sdi_catalog/salesItemDetails.do?id=83583 | 83583 | INFICON | 850-200-G1 | LEYBOLD IG 3 VACUUM GAUGE CONTROLLER | 1 | RS232 | excellent |  | as is where is | immediately | LEYBOLD IG 3 VACUUM GAUGE CONTROLLER
https://www.fabsurplus.com/sdi_catalog/salesItemDetails.do?id=77151 | 77151 | Ingersoll Rand | ANAQK-ABXAB-160 | Provenair HT Pneumatic Cylinder | 1 | Spares | new in box | 2008-01-01 | as is where is | immediately | New, unused, in original packaging. 74 cm x 15 cm x 9 cm (H), 3 KG in box. Package has been opened to take photos. Includes manual. Compatible with AMI Presco Model 885 screen printers.
https://www.fabsurplus.com/sdi_catalog/salesItemDetails.do?id=86677 | 86677 | InTest | Test Head | CPIT TEP8 / STFLASH EPROM / 1792 Test Head | 1 | Spares | excellent | 2007-05-31 22:00 | as is where is | immediately | 16 Channel VI E/M (Fusion CX) For a Fusion CX tester to interface to the prober. Packed in original packing materials. Weight = 17 KG Dimensions: 47 cm x 56 cm x 28 cm (h)
https://www.fabsurplus.com/sdi_catalog/salesItemDetails.do?id=84552 | 84552 | JSC Systems | 510 | Controller | 1 | spares | good |  | as is where is | immediately | JSC Systems, Inc. 510-180C TP 110V Set Point controller Good,working condition, with power cable
https://www.fabsurplus.com/sdi_catalog/salesItemDetails.do?id=84231 | 84231 | Kalrez | O-RING AS-568A | o-ring seal | 2 | Spares | good |  | as is where is | immediately | DUPONT KALREZ O-RING AS-568A K#456 COMPOUND: PV8070
https://www.fabsurplus.com/sdi_catalog/salesItemDetails.do?id=84388 | 84388 | KEYENCE | FU-12 | PHOTO SENSOR | 4 |  | new in box |  | as is where is | immediately | FU-12 WEIGHT: 100 GR. DIMENSION: 15 X 15 X 2,5 (H) FOR EACH
https://www.fabsurplus.com/sdi_catalog/salesItemDetails.do?id=84392 | 84392 | KEYENCE | PS SERIES | PHOTO SENSOR | 6 |  | new in box |  | as is where is | immediately | Sensor Fiber Optic Cable PS-55 2 PIECES PS-25 FS2-60 FS-T1 FU-69 WEIGHT: 100 GR. DIMENSION: 12 X 12 X 2,5 (H) FOR EACH
https://www.fabsurplus.com/sdi_catalog/salesItemDetails.do?id=84393 | 84393 | KEYENCE | PS SERIES | PHOTO SENSOR | 1 |  | new in box |  | as is where is | immediately | PS2-61 WEIGHT: 180 GR. DIMENSION: 11 X 12 X 3,5 (H)
https://www.fabsurplus.com/sdi_catalog/salesItemDetails.do?id=84394 | 84394 | KEYENCE | PS SERIES | PHOTO SENSOR | 3 |  | new in box |  | as is where is | immediately | AP-21A WEIGHT: 200 GR. DIMENSION: 11,5 X 10 X 5 (H) FOR EACH
https://www.fabsurplus.com/sdi_catalog/salesItemDetails.do?id=1736 | 1736 | KLA | 710-101836-02 | AUTOFOCUS 2 HV PCB for KLA 2xx reticle inspection system | 1 | SPARES | good | 1985-01-01 | as is where is | immediately | Autofocus HV PCB
https://www.fabsurplus.com/sdi_catalog/salesItemDetails.do?id=4288 | 4288 | KLA | 710-101836-02 REV D | AUTOFOCUS II POWER AMP | 1 | Spares |  |  | as is where is
https://www.fabsurplus.com/sdi_catalog/salesItemDetails.do?id=4289 | 4289 | KLA | 710-102570-02 | AUTOFOCUS PRE-AMPLIFIER | 2 | Spares |  |  | as is where is
https://www.fabsurplus.com/sdi_catalog/salesItemDetails.do?id=4290 | 4290 | KLA | VLSI 845 | DUPONT VERIMASK for KLA 2xx reticle inspection system | 1 | Spares | good | 1990-12-01 | as is where is | immediately | MASTER, USED, SOME DEFECTS , NOT PELLICALIZED, NO WORKSHEET This test reticle has programmed defects, and is used for testing the sensitivity of KLA 210e series , 239 and 259 mask inspection systems. This mask is not pellicalized, and it has been stored outside of a cleanroom. Hence, it will need to be cleaned before use in order to reduce the number of defects.
https://www.fabsurplus.com/sdi_catalog/salesItemDetails.do?id=27804 | 27804 | KLA | Defect Highlighting PC | Defect Highlighting PC for KLA 2xx reticle inspection system | 1 | spares | excellent |  | as is where is | immediately | 1.2 MB Floppy Disk Drive AST VGA Plus-4 MB Ram Voltage:115 486-33E Model 5V In working condition. The defect highlighting PC was an upgrade which was applied to KLA 2xx reticle inspection systems. It can be applied to any e-series tools, by adding in this PC, and the defect highlighting board which goes into the card cage.
https://www.fabsurplus.com/sdi_catalog/salesItemDetails.do?id=27807 | 27807 | KLA | 720-05887-000 | MCP Detector Control Chassis | 3 | spares | good |  | as is where is | immediately | Quantity 3 available SN:085-41S SN:075-41S SN:094-419
https://www.fabsurplus.com/sdi_catalog/salesItemDetails.do?id=27809 | 27809 | KLA | 259 (spares) | Trinocular Microscope Head for KLA 2xx reticle inspection system | 1 | SPARES | good | 1992-05-01 | as is where is | immediately | Microscope Head Assembly 10x/20L Eye Pieces Parts 655-037648-00 Rev XA 655-03737-00 Rev XA 655-037138-00 Rev XD ORH
https://www.fabsurplus.com/sdi_catalog/salesItemDetails.do?id=31614 | 31614 | KLA | 8100 | PICOAMP 11 P/N 720-02964-000 | 2 | [5 empty] | Rigg Engineering Group SN 189-20S REV B SN 185-20S REV B
https://www.fabsurplus.com/sdi_catalog/salesItemDetails.do?id=31615 | 31615 | KLA | 8100 (Spares) | wafer tabel for CD SEM P/N 731-09404-047 Rev 2 | 1 | spares | new in box |  | as is where is | immediately | wafer table for kla 8100 series CD SEM DIAMETER 15 CM. KG. 0,3
https://www.fabsurplus.com/sdi_catalog/salesItemDetails.do?id=31616 | 31616 | KLA | 8100 | Plate Wafer P/N 731-08507-004 | 2 |  |  | 2000-12-31 23:00
https://www.fabsurplus.com/sdi_catalog/salesItemDetails.do?id=31618 | 31618 | KLA | 8100 | Block, Pivot ,Keybd P/N 740-03389-000 | 10
https://www.fabsurplus.com/sdi_catalog/salesItemDetails.do?id=31620 | 31620 | KLA | 8100 | Interface cable set P/N 810-09072-002 REV A | 2 | Spares | new unused |  | as is where is | immediately | Inteface cable set for Robot, Ionpump, Vac Gauge ,stage etc Quantity 2 sets available
https://www.fabsurplus.com/sdi_catalog/salesItemDetails.do?id=31621 | 31621 | KLA | 8100 | MCA Module P/N 720-02847-000 | 1
https://www.fabsurplus.com/sdi_catalog/salesItemDetails.do?id=31622 | 31622 | KLA | 8100 | P/N 740-05635-000 REV A | 2
https://www.fabsurplus.com/sdi_catalog/salesItemDetails.do?id=31623 | 31623 | KLA | 8100 | T Piece P/N 471-07945-000 | 1
https://www.fabsurplus.com/sdi_catalog/salesItemDetails.do?id=31624 | 31624 | KLA | 8100 | Ground Strap P/N 810-04308-005 | 12
https://www.fabsurplus.com/sdi_catalog/salesItemDetails.do?id=31625 | 31625 | KLA | 8100 | Ground Strap P/N 810-04308-004 | 10
https://www.fabsurplus.com/sdi_catalog/salesItemDetails.do?id=31626 | 31626 | KLA | 8100 | Bracket P/N 740-07893-000 | 1
https://www.fabsurplus.com/sdi_catalog/salesItemDetails.do?id=31627 | 31627 | KLA | 8100 | P/N 740-05728-000 | 2 | [5 empty] | Bracket Lid Lift upper
https://www.fabsurplus.com/sdi_catalog/salesItemDetails.do?id=31628 | 31628 | KLA | 8100 | P/N 740-07892-000 Rev A | 2
https://www.fabsurplus.com/sdi_catalog/salesItemDetails.do?id=31629 | 31629 | KLA | 8100 | Flex Pipe | 1 | [5 empty] | 1" Dia by 20" Long
https://www.fabsurplus.com/sdi_catalog/salesItemDetails.do?id=31630 | 31630 | KLA | 8100 | PCB 830-10172-000 Rev 3 | 1
https://www.fabsurplus.com/sdi_catalog/salesItemDetails.do?id=31631 | 31631 | KLA | 8100 | Bracket P/N 740-05415-000 Rev A | 1
https://www.fabsurplus.com/sdi_catalog/salesItemDetails.do?id=31632 | 31632 | KLA | 8100 | Festo PU-3 Duo air Pipe | 1
https://www.fabsurplus.com/sdi_catalog/salesItemDetails.do?id=31633 | 31633 | KLA | 8100 | Plastic Disc | 1 | [5 empty] | 61/2" DIA
https://www.fabsurplus.com/sdi_catalog/salesItemDetails.do?id=31645 | 31645 | KLA | 259 (Spares) | Set of 2 Objectives and 2 illuminator lenses for KLA 259 reticle inspection system | 4 | Spares | excellent | 1991-06-01 | as is where is | immediately | This sales items consists of the following parts:- Set of 2 Objectives and 2 illuminator lenses for KLA 259 reticle inspection system. Removed from a working tool. Long Working Distance .
https://www.fabsurplus.com/sdi_catalog/salesItemDetails.do?id=34115 | 34115 | KLA | 740-401-320 | P-N 073-401-320 AIRLOCK | 1
https://www.fabsurplus.com/sdi_catalog/salesItemDetails.do?id=34118 | 34118 | KLA | Ceramic table | 8" Ceramic Table & Misc Parts | 1
https://www.fabsurplus.com/sdi_catalog/salesItemDetails.do?id=34119 | 34119 | KLA | 7700M (SPARES) | Lens PCB 042763 | 1 | Spares
https://www.fabsurplus.com/sdi_catalog/salesItemDetails.do?id=34121 | 34121 | KLA | 7700m | robot Dist. PCB | 1 |  | excellent |  | as is where is | immediately | Pulled From working tool, located in Ireland warehouse in excellent condition sold as-is.
https://www.fabsurplus.com/sdi_catalog/salesItemDetails.do?id=34123 | 34123 | KLA | 7700m | 253537 Rev A PCB Microscope Dist | 1
https://www.fabsurplus.com/sdi_catalog/salesItemDetails.do?id=34131 | 34131 | KLA | 7700m | Pittmann Motor 94337528 Microscope driver | 1
https://www.fabsurplus.com/sdi_catalog/salesItemDetails.do?id=34132 | 34132 | KLA | 7700m | 181137 Drive Assy PCB | 1 |  | excellent |  | as is where is | immediately
https://www.fabsurplus.com/sdi_catalog/salesItemDetails.do?id=34135 | 34135 | KLA | 7700m | 174203 Rev D PCB Flat finder pwd Driver | 1 |  | excellent |  | as is where is | immediately | Excellent condition, located in our Avezzano, Italy warehouse
https://www.fabsurplus.com/sdi_catalog/salesItemDetails.do?id=34139 | 34139 | KLA | 7700m | Front Panel PCB | 1 |  | excellent |  | as is where is | immediately
https://www.fabsurplus.com/sdi_catalog/salesItemDetails.do?id=34143 | 34143 | KLA | 7700m | 181830 Rev D, National Instruments AT-GPIB/TNT | 1
https://www.fabsurplus.com/sdi_catalog/salesItemDetails.do?id=34144 | 34144 | KLA | 7700m | EMO Switch | 1
https://www.fabsurplus.com/sdi_catalog/salesItemDetails.do?id=34145 | 34145 | KLA | 7700m | Leadscrew and Servo Motor CMC MT2115-014DF | 1
https://www.fabsurplus.com/sdi_catalog/salesItemDetails.do?id=34147 | 34147 | KLA | 7700m | Mirror Assy with Fiber Optic | 1
https://www.fabsurplus.com/sdi_catalog/salesItemDetails.do?id=34154 | 34154 | KLA | 7700m | 201989 Concave Mirror | 1
https://www.fabsurplus.com/sdi_catalog/salesItemDetails.do?id=34160 | 34160 | KLA | 7700m | Detector Assy | 1
https://www.fabsurplus.com/sdi_catalog/salesItemDetails.do?id=34161 | 34161 | KLA | 7700m | Mouse & PCB 240C | 1
https://www.fabsurplus.com/sdi_catalog/salesItemDetails.do?id=34162 | 34162 | KLA | 7700m | Convex Glass Plate | 1
https://www.fabsurplus.com/sdi_catalog/salesItemDetails.do?id=34163 | 34163 | KLA | 7700m | two cables 7 brackets | 1
https://www.fabsurplus.com/sdi_catalog/salesItemDetails.do?id=34164 | 34164 | KLA | 7700 | Misc Bracket | 1
https://www.fabsurplus.com/sdi_catalog/salesItemDetails.do?id=34167 | 34167 | KLA | 7700m | Photomultiplier | 1
https://www.fabsurplus.com/sdi_catalog/salesItemDetails.do?id=53026 | 53026 | KLA | 715-023506-00 | Complete lead screw and stepping motor for KLA 2xx reticle inspection system | 1 | spares | excellent |  | as is where is | immediately | Complete lead screw assembly (P/N 715-023506-00) Compumotor p/n MT E2610-177EP
https://www.fabsurplus.com/sdi_catalog/salesItemDetails.do?id=83635 | 83635 | KLA | 712-023914-00 rev B | CCD TV camera for KLA 2XX reticle inspection system | 1 | SPARES | good |  | as is where is | immediately | Optical CCD-TV Camera for use with KLA-Tencor 2xx reticle inspection systems TC7005 C S N 103487 12 VDC CONNECT TO CLASS 2 SUPPLY ONLY BURLE SECURITY PRODUCTS WEIGHT : 1 KG. ca DIMENSION: 20CM. X 12 CM. X 7 CM. (H)
https://www.fabsurplus.com/sdi_catalog/salesItemDetails.do?id=84000 | 84000 | KLA | 750-653120-00C0 | Power Line Conditioner / Transformer for KLA 2122 | 1 | SPARES | excellent | 1996-01-31 23:00 | inquire | immediately | 9KVA, 30 AMP 50/60Hz 208,240,380,416,480 V Input Output: 208/120V with taps Model: 2-2.5% FCAN; 4-2.5% FCBN Good condition, removed from fab, sealed, and shipped to our warehouse. Unsealed only to take photos.
https://www.fabsurplus.com/sdi_catalog/salesItemDetails.do?id=84076 | 84076 | KLA | 050-654234-00 | Lamp Micro Line Filament w/ clips | 1 |  | as new | 1996-09-30 22:00 | as is where is | immediately | Pack of lamp w/ clips, KLA-Tencor 050-654234-00 for Use in KLA 21xx tools
https://www.fabsurplus.com/sdi_catalog/salesItemDetails.do?id=84216 | 84216 | KLA | 740-100360-00 ORH | Mask Holder for 250 Mil x 6 inch masks for KLA 2xx reticle inspection system | 1 | Spares | excellent | 1992-05-01 | as is where is | immediately | KLA ORH 740-100360-00 ORH 250 MIL 6.OX.250 WEIGHT: 600 GR. DIMENSION: 28 X 24 X 2 (H)
https://www.fabsurplus.com/sdi_catalog/salesItemDetails.do?id=84218 | 84218 | KLA | 740-100059-00 GWH | Glass Wafer Holder, 250-150 mm P1, for KLA 2xx reticle inspection system | 1 | Spares | excellent | 1992-05-01 | as is where is | immediately | KLA ORH 740-100059-00 ORH 250 -150mm PI WEIGHT: 700 GR. DIMENSION: 29 X 23,5 X 2 (H) WEIGHT:950 GR. DIMENSION: 29,5 X 22,5 X 2,5 (H)
https://www.fabsurplus.com/sdi_catalog/salesItemDetails.do?id=84301 | 84301 | KLA | 710-658036-20 | Alignment Processor board REV C3 | 1 | Spares | excellent |  | as is where is | immediately | removed from working tool
https://www.fabsurplus.com/sdi_catalog/salesItemDetails.do?id=84302 | 84302 | KLA | 710-658041-20 | Alignment PRocessor Phase 3 Board REV E0 | 1 | Spares | excellent |  | as is where is | immediately | removed from working tool
https://www.fabsurplus.com/sdi_catalog/salesItemDetails.do?id=84303 | 84303 | KLA | 710-658046-20 | PRocessor Board REV E0 | 1 | Spares | excellent |  | as is where is | immediately | removed from working tool
https://www.fabsurplus.com/sdi_catalog/salesItemDetails.do?id=84304 | 84304 | KLA | 710-658177-20 | Interpolator phase 3 Board REV F1 | 2 | Spares | excellent |  | as is where is | immediately | removed from working tool second board we have is same part number, listed as X Interpolator
https://www.fabsurplus.com/sdi_catalog/salesItemDetails.do?id=84305 | 84305 | KLA | 710-658172-20 | Y Interpolator C,PH3 Board REV J1 | 2 | Spares | excellent |  | as is where is | immediately | removed from working tool
https://www.fabsurplus.com/sdi_catalog/salesItemDetails.do?id=84306 | 84306 | KLA | 710-655651-20 | Cornerturn 3 PC board REV C0 | 1 | Spares | excellent |  | as is where is | immediately | removed from working tool
https://www.fabsurplus.com/sdi_catalog/salesItemDetails.do?id=84307 | 84307 | KLA | 710-659412-00 | Mass Memory PCB REV C0 | 1 | Spares | excellent |  | as is where is | immediately | removed from working tool
https://www.fabsurplus.com/sdi_catalog/salesItemDetails.do?id=84308 | 84308 | KLA | 710-658232-20 | Memory Controller Phase 3 PC board REV H1 | 1 | Spares | excellent |  | as is where is | immediately | removed from working tool
https://www.fabsurplus.com/sdi_catalog/salesItemDetails.do?id=84309 | 84309 | KLA | 710-658086-20 | PC Board, REV E0 | 1 | Spares | excellent |  | as is where is | immediately | removed from working tool
https://www.fabsurplus.com/sdi_catalog/salesItemDetails.do?id=86304 | 86304 | KLA | 1007 | Chuck, prober, 6" gold chuck assembly | 1 | 200 mm | excellent |  | inquire | immediately | Good working condition KLA 1007 Gold Chuck assembly
https://www.fabsurplus.com/sdi_catalog/salesItemDetails.do?id=87086 | 87086 | KLA | 655-6616141-00 | Wafer stage, kla 21xx | 1 | 200 mm | excellent |  | as is where is | immediately | REV A0 FOR KLA 21XX
https://www.fabsurplus.com/sdi_catalog/salesItemDetails.do?id=87642 | 87642 | KLA | 6400 6220 | Set of New OEM Cables FOR SURFSCAN MODELS 6200 AND 6400 | 1 | Spares | as new |  | as is where is | immediately | New cables, from KLA, with KLA stickers includes: 724-00216-01 553-000 11-112528 0063658-000 730-659291-001 arc lamp cable 0243275-002 cable smb6400/hdr,17w5,smb 3 55-0796b J5 upper stage interface located in Texas warehouse
https://www.fabsurplus.com/sdi_catalog/salesItemDetails.do?id=106066 | 106066 | KLA | 710-029946-00 Rev:XE | Corrector-Formatter PCB M2A only | 1 | spares | excellent | 1990-06-01 | as is where is | immediately | PCB for a KLA 259 reticle inspection system. Removed from a working tool. REV XE OPT 1
https://www.fabsurplus.com/sdi_catalog/salesItemDetails.do?id=106080 | 106080 | KLA | 710-023236-00 Rev B1 | P3 Scan delay FIR Filter PCB | 1 | Spares | excellent |  | as is where is | immediately | FROM A KLA 259 RETICLE INSPECTION SYSTEM. THE PART WAS REMOVED FROM A WORKING SYSTEM.
https://www.fabsurplus.com/sdi_catalog/salesItemDetails.do?id=106081 | 106081 | KLA | 710-022410-01 Rev A5 | AR GRAPHICS DISPLAY CONTROLLER 2 PCB | 1 | Spares | excellent |  | as is where is | immediately | FROM A KLA 259 RETICLE INSPECTION SYSTEM. THE PART WAS REMOVED FROM A WORKING SYSTEM.
https://www.fabsurplus.com/sdi_catalog/salesItemDetails.do?id=106082 | 106082 | KLA | 710-029421-00 Rev C2 | SERVO DRIVE 2 III PCB | 1 | Spares | excellent |  | as is where is | immediately | FROM A KLA 259 RETICLE INSPECTION SYSTEM. THE PART WAS REMOVED FROM A WORKING SYSTEM.
https://www.fabsurplus.com/sdi_catalog/salesItemDetails.do?id=106083 | 106083 | KLA | 710-023589-00 Rev B2 | SERVO DRIVE 1 III PCB | 1 | Spares | excellent |  | as is where is | immediately | FROM A KLA 259 RETICLE INSPECTION SYSTEM. THE PART WAS REMOVED FROM A WORKING SYSTEM.
https://www.fabsurplus.com/sdi_catalog/salesItemDetails.do?id=106084 | 106084 | KLA | 710-101836-02 Rev G3 | AUTOFOCUS 2 PCB | 1 | Spares | excellent |  | as is where is | immediately | FROM A KLA 259 RETICLE INSPECTION SYSTEM. THE PART WAS REMOVED FROM A WORKING SYSTEM.
https://www.fabsurplus.com/sdi_catalog/salesItemDetails.do?id=106106 | 106106 | KLA | 710-022400-01 D5 | Graphic Display Controller 1 PCB for KLA 2xx reticle inspection system | 1 | Spares | excellent |  | as is where is | immediately | PCB from a KLA 259 reticle inspection system. Removed from a working tool.
https://www.fabsurplus.com/sdi_catalog/salesItemDetails.do?id=106107 | 106107 | KLA | 710-023602-00 B | Display System Trap, RF PCB for KLA 2xx reticle inspection system | 1 | Spares | excellent |  | as is where is | immediately | PCB from a KLA 259 reticle inspection system. Removed from a working tool.
https://www.fabsurplus.com/sdi_catalog/salesItemDetails.do?id=106108 | 106108 | KLA | 710-023256-00 C2 | P3 Data Input PCB for KLA 2xx reticle inspection system | 1 | Spares | excellent |  | as is where is | immediately | PCB from a KLA 259 reticle inspection system. Removed from a working tool.
https://www.fabsurplus.com/sdi_catalog/salesItemDetails.do?id=106109 | 106109 | KLA | 710-023141-00 | Assy, Formatter p3 PCB for KLA 2xx reticle inspection system | 1 | Spares | excellent |  | as is where is | immediately | PCB from a KLA 259 reticle inspection system. Removed from a working tool.
https://www.fabsurplus.com/sdi_catalog/salesItemDetails.do?id=106110 | 106110 | KLA | 710-028001-00 A1 | Image Memory PCB for KLA 2xx reticle inspection system | 1 | Spares | excellent | 1991-06-01 | as is where is | immediately | PCB from a KLA 259 reticle inspection system. Removed from a working tool. REV A1 OPT 1
https://www.fabsurplus.com/sdi_catalog/salesItemDetails.do?id=106111 | 106111 | KLA | 710-028014-01 E | ADBA PCB for KLA 2xx reticle inspection system | 1 | Spares | excellent |  | as is where is | immediately | PCB from a KLA 259 reticle inspection system. Removed from a working tool.
https://www.fabsurplus.com/sdi_catalog/salesItemDetails.do?id=106112 | 106112 | KLA | 710-028001-00 A1 | Image Memory PCB for KLA 2xx reticle inspection system | 1 | Spares | excellent |  | as is where is | immediately | PCB from a KLA 259 reticle inspection system. Removed from a working tool.
https://www.fabsurplus.com/sdi_catalog/salesItemDetails.do?id=106113 | 106113 | KLA | 710-023596-00 C2 | Alignment Error Detector P3 RF PCB for KLA 2xx reticle inspection system | 1 | Spares | excellent |  | as is where is | immediately | PCB from a KLA 259 reticle inspection system. Removed from a working tool.
https://www.fabsurplus.com/sdi_catalog/salesItemDetails.do?id=106114 | 106114 | KLA | 710-023596-00 C2 | Alignment Error Detector P3 RF PCB for KLA 2xx reticle inspection system | 1 | Spares | excellent |  | as is where is | immediately | PCB from a KLA 259 reticle inspection system. Removed from a working tool.
https://www.fabsurplus.com/sdi_catalog/salesItemDetails.do?id=106115 | 106115 | KLA | 710-023596-00 C2 | Alignment Error Detector P3 RF PCB for KLA 2xx reticle inspection system | 1 | Spares | excellent |  | as is where is | immediately | PCB from a KLA 259 reticle inspection system. Removed from a working tool.
https://www.fabsurplus.com/sdi_catalog/salesItemDetails.do?id=106116 | 106116 | KLA | 710-039524-00 A | AP 1 210 series PCB for KLA 2xx reticle inspection system | 1 | Spares | excellent |  | as is where is | immediately | PCB from a KLA 259 reticle inspection system. Removed from a working tool.
https://www.fabsurplus.com/sdi_catalog/salesItemDetails.do?id=106117 | 106117 | KLA | 710-028001-00 A1 | Image Memory PCB for KLA 2xx reticle inspection system | 1 | Spares | excellent |  | as is where is | immediately | PCB from a KLA 259 reticle inspection system. Removed from a working tool.
https://www.fabsurplus.com/sdi_catalog/salesItemDetails.do?id=106118 | 106118 | KLA | 710-028014-00 B3 | Image Memory Address PCB for KLA 2xx reticle inspection system | 1 | Spares | excellent |  | as is where is | immediately | PCB from a KLA 259 reticle inspection system. Removed from a working tool.
https://www.fabsurplus.com/sdi_catalog/salesItemDetails.do?id=106119 | 106119 | KLA | 710-028001-00 A1 | Image Memory PCB for KLA 2xx reticle inspection system | 1 | Spares | excellent |  | as is where is | immediately | PCB from a KLA 259 reticle inspection system. Removed from a working tool.
https://www.fabsurplus.com/sdi_catalog/salesItemDetails.do?id=106120 | 106120 | KLA | 710-037887-01 B | BMMC M2A with RIA signal mod. PCB for KLA 2xx reticle inspection system | 1 | Spares | excellent |  | as is where is | immediately | PCB from a KLA 259 reticle inspection system. Removed from a working tool.
https://www.fabsurplus.com/sdi_catalog/salesItemDetails.do?id=106121 | 106121 | KLA | 710-029767-00 REV D | UPLL RF PCB for KLA 2xx reticle inspection system | 1 | Spares | excellent |  | as is where is | immediately | PCB from a KLA 259 reticle inspection system. Removed from a working tool.
https://www.fabsurplus.com/sdi_catalog/salesItemDetails.do?id=106122 | 106122 | KLA | 710-036420-00 XB | Defect Concatenator 4 PCB -IAS compatible-newest version PCB for KLA 2xx reticle inspection system | 1 | Spares | excellent |  | as is where is | immediately | PCB from a KLA 259 reticle inspection system. Removed from a working tool.
https://www.fabsurplus.com/sdi_catalog/salesItemDetails.do?id=106123 | 106123 | KLA | 710-036380-00 C | IAS parameter 2 PCB for KLA 2xx reticle inspection system | 1 | Spares | excellent |  | as is where is | immediately | PCB from a KLA 259 reticle inspection system. Removed from a working tool.
https://www.fabsurplus.com/sdi_catalog/salesItemDetails.do?id=106124 | 106124 | KLA | 710-023279-00 H2 | 04/16 level dump PCB for KLA 2xx reticle inspection system | 1 | Spares | excellent | 1991-09-01 | as is where is | immediately | PCB from a KLA 259 reticle inspection system. Removed from a working tool. Rev H2 Opt 1
https://www.fabsurplus.com/sdi_catalog/salesItemDetails.do?id=106125 | 106125 | KLA | 710-040042-00 XB | e-series detector, threshold 2x2 259 M2A PCB for KLA 2xx reticle inspection system | 1 | Spares | excellent |  | as is where is | immediately | PCB from a KLA 259 reticle inspection system. Removed from a working tool.
https://www.fabsurplus.com/sdi_catalog/salesItemDetails.do?id=106126 | 106126 | KLA | 710-023455-00 XC | e-series detector, compare, 21xe PCB for KLA 2xx reticle inspection system | 1 | Spares | excellent |  | as is where is | immediately | PCB from a KLA 259 reticle inspection system. Removed from a working tool.
https://www.fabsurplus.com/sdi_catalog/salesItemDetails.do?id=106127 | 106127 | KLA | 710-029694-00 XF | e-series detector,data 259 ROQ PCB for KLA 2xx reticle inspection system | 1 | Spares | excellent |  | as is where is | immediately | PCB from a KLA 259 reticle inspection system. Removed from a working tool.
https://www.fabsurplus.com/sdi_catalog/salesItemDetails.do?id=106128 | 106128 | KLA | 710-023455-00 XC | e-series detector, compare, 21xe PCB for KLA 2xx reticle inspection system | 1 | Spares | excellent |  | as is where is | immediately | PCB from a KLA 259 reticle inspection system. Removed from a working tool.
https://www.fabsurplus.com/sdi_catalog/salesItemDetails.do?id=106129 | 106129 | KLA | 710-039924-00 A1 | SERVO DRIVE 3 IV PCB for KLA 2xx reticle inspection system | 1 | Spares | excellent |  | as is where is | immediately | PCB from a KLA 259 reticle inspection system. Removed from a working tool.
https://www.fabsurplus.com/sdi_catalog/salesItemDetails.do?id=106130 | 106130 | KLA | 710-028287-01 G1 | servo 4 II PCB for KLA 2xx reticle inspection system | 1 | Spares | excellent |  | as is where is | immediately | PCB from a KLA 259 reticle inspection system. Removed from a working tool.
https://www.fabsurplus.com/sdi_catalog/salesItemDetails.do?id=106131 | 106131 | KLA | 710-023599-01 B1 | Computer IF (RF) PCB for KLA 2xx reticle inspection system | 1 | Spares | excellent |  | as is where is | immediately | PCB from a KLA 259 reticle inspection system. Removed from a working tool.
https://www.fabsurplus.com/sdi_catalog/salesItemDetails.do?id=106132 | 106132 | KLA | 710-037718-00 C | SBC 3.5 inch floppy PCB for KLA 2xx reticle inspection system | 1 | Spares | excellent |  | as is where is | immediately | PCB from a KLA 259 reticle inspection system. Removed from a working tool.
https://www.fabsurplus.com/sdi_catalog/salesItemDetails.do?id=106133 | 106133 | KLA | 710-023273-00 C | 512 K ram, 210 series PCB for KLA 2xx reticle inspection system | 1 | Spares | excellent |  | as is where is | immediately | PCB from a KLA 259 reticle inspection system. Removed from a working tool.
https://www.fabsurplus.com/sdi_catalog/salesItemDetails.do?id=106134 | 106134 | KLA | 710-037717-00 A | FDD controller, 3.5 inch PCB for KLA 2xx reticle inspection system | 1 | Spares | excellent |  | as is where is | immediately | PCB from a KLA 259 reticle inspection system. Removed from a working tool.
https://www.fabsurplus.com/sdi_catalog/salesItemDetails.do?id=106135 | 106135 | KLA | 710-029924-00 REV F | Preprocessor 1 (RF) PCB for KLA 2xx reticle inspection system | 2 | Spares | excellent |  | as is where is | immediately | PCB from a KLA 259 reticle inspection system. Removed from a working tool. QTY 2 AVAILABLE. REV F OPT 1
https://www.fabsurplus.com/sdi_catalog/salesItemDetails.do?id=106136 | 106136 | KLA | 710-029927-00 REV E | Preprocessor 2 (RF) PCB for KLA 2xx reticle inspection system | 2 | Spares | excellent |  | as is where is | immediately | PCB from a KLA 259 reticle inspection system. Removed from a working tool. QTY 2 AVAILABLE
https://www.fabsurplus.com/sdi_catalog/salesItemDetails.do?id=106137 | 106137 | KLA | 710-037889-00 Rev XA | Preprocessor I/O PCB for KLA 2xx reticle inspection system | 1 | Spares | excellent |  | as is where is | immediately | PCB from a KLA 259 reticle inspection system. Removed from a working tool. rev xa opt 1
https://www.fabsurplus.com/sdi_catalog/salesItemDetails.do?id=106138 | 106138 | KLA | 710-036106-00 REV D | Defect Highlighting Control 3 PCB for KLA 2xx reticle inspection system | 1 | Spares | excellent | 1992-09-01 | as is where is | immediately | PCB from a KLA 259 reticle inspection system. Removed from a working tool. REV D OPT 1
https://www.fabsurplus.com/sdi_catalog/salesItemDetails.do?id=106140 | 106140 | KLA | 710-037699-00 XA1 | gain/offset testpoint board PCB for KLA 2xx reticle inspection system | 1 | Spares | excellent |  | as is where is | immediately | PCB from a KLA 259 reticle inspection system. Removed from a working tool.
https://www.fabsurplus.com/sdi_catalog/salesItemDetails.do?id=106141 | 106141 | KLA | 710-102570-02 Rev 1 | Autofocus Pre-Amplifier PCB PCB for KLA 2xx reticle inspection system | 2 | Spares | excellent |  | as is where is | immediately | PCB from a KLA 259 reticle inspection system. Removed from a working tool.
https://www.fabsurplus.com/sdi_catalog/salesItemDetails.do?id=106142 | 106142 | KLA | 210e and 259 (Spares) | Encoders, 2500 LPI for KLA 2xx reticle inspection system | 2 | Spares | excellent |  | as is where is | immediately | Encoders from a KLA 259 reticle inspection system. Removed from a working tool.
https://www.fabsurplus.com/sdi_catalog/salesItemDetails.do?id=106146 | 106146 | KLA | 740-210171-00 ORH | Reticle holder, for 5 inch 090 Masks, Left handed for KLA 2xx reticle inspection system | 1 | spares | excellent | 1992-05-01 | as is where is | immediately
https://www.fabsurplus.com/sdi_catalog/salesItemDetails.do?id=106189 | 106189 | KLA | 740-401-320 | AIRLOCK ASSEMBLY PCB | 1 | Spares | excellent | 1989-09-01 | as is where is | immediately | FROM KLA 5XXX OVERLAY MEASUREMENT SYSTEM. OTHER PART NUMBER WRITTEN ON BOARD: 710-401320-001B DEINSTALLED FROM WORKING CONDITION
https://www.fabsurplus.com/sdi_catalog/salesItemDetails.do?id=106191 | 106191 | KLA | 900-01003-120 | Assy. Software System 8xxx V3.1.2 | 1 | Spares | new in box | 2000-06-01 | as is where is | immediately | Operation manual for KLA 8xxx CD SEM, for s/w version V3.1.2
https://www.fabsurplus.com/sdi_catalog/salesItemDetails.do?id=108989 | 108989 | KLA | 710-661729-00 CD0 | S.A.T. RANDOM DEFECT PROCESSOR PCB FOR KLA 21XX | 1 | Spares | good | 1996-08-01 | as is where is | immediately | REMOVED FROM A WORKING TOOL. LOCATED IN AVEZZANO 67051 ITALY MODS ESS EUT SEE PHOTOS FOR DETAILS
https://www.fabsurplus.com/sdi_catalog/salesItemDetails.do?id=109075 | 109075 | KLA | AIT FUSION UV (SPARES) | Hard Disk Drive with software for KLA AIT Fusion UV | 1 | spares | good | 2007-11-01 | as is where is | immediately | Disk Model: Seagate ST336706LC Serial number: 3FD1FP2A Type: SCSI hard disk KLA part number labels:- 0064319-000 AA W000182049
https://www.fabsurplus.com/sdi_catalog/salesItemDetails.do?id=86672 | 86672 | KLA Tencor | 710-661729-00 | PC Board, KLA 21XX | 1 | Spares | excellent |  | as is where is | immediately | removed from working tool
https://www.fabsurplus.com/sdi_catalog/salesItemDetails.do?id=95117 | 95117 | KLA - Tencor | 259 | Image Digitizer Assembly | 2 | SPARES | excellent |  | as is where is | immediately | Quantity 2. This image digitizer assembly has one left side and 1 right side assembly.The KLA 259 has a pixel size of 0.25. Please refer to the attached photos for details. Right-hand image digitizer assembly, consisting of:- S/N 107 Sensor Support PCB 710-029898-00 REV XE Channel Digitizer PCB 710-29903-00 Rev XG Opt 1 Channel Digitizer PCB 710-29903-00 Rev XH Channel Digitizer PCB 710-29903-00 Rev XG Channel Digitizer PCB 710-29903-00 Rev XH Mechanical mounting Assembly, consisting of:- 655-022207-00 Rev E 655-022208-00 Rev B1 655-022209-00 Rev B 655-022211-00 Rev B1 Left-hand image digitizer assembly, consisting of:- S/N 148 Sensor Support PCB 710-029898-00 REV XE Channel Digitizer PCB 710-29903-00 Rev XH Channel Digitizer PCB 710-29903-00 Rev XH Channel Digitizer PCB 710-29903-00 Rev XH Channel Digitizer PCB 710-29903-00 Rev XH Mechanical mounting Assembly, consisting of:- 655-022207-00 Rev E 655-022208-00 Rev B1 655-022209-00 Rev B 655-022211-00 Rev B1 WEIGHT 4.5 KG DIMS 30 CM X 40 CM X 34 CM (H)
https://www.fabsurplus.com/sdi_catalog/salesItemDetails.do?id=34117 | 34117 | KLA -TENCOR | 7700 | CASSETTE PLATE + PCB 8" | 1 | SPARES | excellent | 1995-09-01 |  | immediately | SBC CASSETTE PLATE + PCB 8
https://www.fabsurplus.com/sdi_catalog/salesItemDetails.do?id=34126 | 34126 | KLA -Tencor | 7700m (Spares) | Mirror Curved | 1 | SPARES | excellent |  | as is where is | immediately
https://www.fabsurplus.com/sdi_catalog/salesItemDetails.do?id=34137 | 34137 | KLA -Tencor | 7700m | p/n 199958 Rev F PCB PSF Driver SFS75 | 1 | SPARES | excellent |  | as is where is | immediately | Tencor p/n 199958 Rev F PCB PSF Driver SFS75
https://www.fabsurplus.com/sdi_catalog/salesItemDetails.do?id=83562 | 83562 | KLA -TENCOR | 7700M (Spares) | CONCAVE MIRROR 201969 - Optical part from KLA 7700M Surfscan | 1 | Spares | excellent |  | as is where is | immediately
https://www.fabsurplus.com/sdi_catalog/salesItemDetails.do?id=83624 | 83624 | KLA -Tencor | 8100 (Spares) | load lock assembly for CD-SEM | 1 | SPARES | new unused | 1998-06-01 | as is where is | immediately | Parts included in this sub-assembly:- Granville-Philips vacuum gauge p/n 275071 HIGHT VAKUUM VALVE P/N L9180-301 M/N NW 16-H/0 15 MICRON XLA-16 PRESS 10 Pa ATM TEMP 60 C SWAGELOK 104588 SS-BNS4-C WEIGHT: 10 KG. DIMENSION: 45 CM. X 40 CM. X 25 CM.(H)
https://www.fabsurplus.com/sdi_catalog/salesItemDetails.do?id=21670 | 21670 | KLA Tencor | 213780 REV C | PCB PFE 4K MASK ASSY SFS 7500 | 1 | SPARES | good | 1996-02-01 | inquire | immediately | PCB PFE 4K MASK ASSY SFS 7500 30 day return warranty
https://www.fabsurplus.com/sdi_catalog/salesItemDetails.do?id=21671 | 21671 | KLA Tencor | 244143 REV B | PCB ADC PFE I/F 576 ASSY | 1 | SPARES | good | 1996-02-01 | inquire | immediately | PCB ADC PFE I/F 576 ASSY FOR SURFSCAN 7700 SERIES 30 day return warranty
https://www.fabsurplus.com/sdi_catalog/salesItemDetails.do?id=27808 | 27808 | KLA TENCOR | 720-07335-000 | ADVANTECH COMPUTER ICP-6751 FOR KLA 81XX CD SEM | 1 | Spares | excellent |  | as is where is | immediately | ADVANTECH COMPUTER ICP-6751 FOR KLA 8100 CD SEM
https://www.fabsurplus.com/sdi_catalog/salesItemDetails.do?id=31612 | 31612 | KLA TENCOR | 8100 | PART 740 05584 000 C CONNECTOR INTERFACE | 3 |  | excellent |  | as is where is |  | CONNECTOR INTERFACE
https://www.fabsurplus.com/sdi_catalog/salesItemDetails.do?id=32230 | 32230 | KLA TENCOR | SFS6400 MECHANICAL CALIBRATION Document Number 238 | WAFERSURFACE ANALYSIS SYSTEM CUSTOMER MAINTENANCE REFERENCE | 1 | MANUAL | excellent |  | as is where is | immediately | File Name:MECHCUS.DOC Revision Date:06/01/95 PRODUCT SERVICES TECHNICAL SUPPORT Revision Level:A Page 1 of 44 ON CLEANROOM PAPER
https://www.fabsurplus.com/sdi_catalog/salesItemDetails.do?id=32231 | 32231 | KLA TENCOR | Surfscan 64X0 Calibration Procedure | Surfscan 64X0 Calibration Procedure | 1 | MANUAL | excellent |  | as is where is | immediately | STANDARD OPERATING PROCEEDURE #537268 Revision Date:1/9/02 Revision:E Page 1of 79 On cleanroom paper
https://www.fabsurplus.com/sdi_catalog/salesItemDetails.do?id=32232 | 32232 | KLA TENCOR | surfscan 64XX optical alignments Document Number 236 | WAFER SURFACE ANALYSIS SYSTEM MAINTENANCE REFERENCE | 1 | MANUAL | excellent |  | as is where is | immediately | File Name:64x0 Optics-doc236 Revision Date:1/10/2002 PRODUCT SERVICES TECHNICAL SUPPORT Revision Level:B Page 1 of 47 On cleanroom paper
https://www.fabsurplus.com/sdi_catalog/salesItemDetails.do?id=32233 | 32233 | KLA TENCOR | SFS6x00 MECHANICAL CALIBRATION Document number 200 | WAFER SURFACE ANALYSIS SYSTEM MAINTENANCE REFERENCE | 1 | MANUAL | excellent |  | as is where is | immediately | File Name:Mechanical doc 200.dot Revision date:05/11/98 PRODUCT SERVICES TECHNICAL SUPPORT Revision Lavel:C Page 1 of 93
https://www.fabsurplus.com/sdi_catalog/salesItemDetails.do?id=34140 | 34140 | KLA TENCOR | 7700M | COMPUTER HARD DISK | 1 |  | excellent |  | as is where is | immediately | FORMATTED DOC 6.22 AS FOLLOWS: CYL HD PRE LZ SEC SIZE 1024 16 -1 1024 63 504MB WEIGHT: GR700 DIMENSION:28 CM. X 17 CM. X 4 CM.(H)
https://www.fabsurplus.com/sdi_catalog/salesItemDetails.do?id=83555 | 83555 | KLA TENCOR | 720-05721000 | CONTROL CHASSIS FOR KLA 8100 Column Control Chassis | 2 |  | excellent |  | as is where is | immediately | We have qty 2 of these like new KLA 8100 colmn control chassis, removed in working condition from systems. Priced to sell at market price, however no reasonable offers refused.These were selling from the OEM for $35K each a few years ago. Like new, will ship via the carrier of your choice from our Avezzano, Italy warehouse. Thanks for looking and happy bidding! Manufacturer: KLA Model: 720-05721000 Type: Column Control Chassis for KLA 8100 Condition: good Sale condition: as is where is Comments: Quantity 2 Available
https://www.fabsurplus.com/sdi_catalog/salesItemDetails.do?id=83572 | 83572 | KLA TENCOR | 720-05887-000 | MCP DETECTOR CONTROL CHASSIS | 1 | SPARES | excellent | 1997-02-01 | as is where is | immediately | MCP DETECTOR CONTROL CHASSIS 150 WATTS WEIGHT 13 KG. DIMENSIONS:43CM X 41CM X 14CM (H)
https://www.fabsurplus.com/sdi_catalog/salesItemDetails.do?id=83574 | 83574 | KLA TENCOR | 720-05887-000 | MCP DETECTOR CONTROL CHASSIS | 1 | 150 WATTS | excellent | 1997-02-01 | as is where is | immediately | MCP DETECTOR CONTROL CHASSIS 150 WATTS TEST BAD CABLE WEIGHT 13 KG. DIMENSIONS:43CM X 41CM X 14CM (H)
https://www.fabsurplus.com/sdi_catalog/salesItemDetails.do?id=83577 | 83577 | KLA TENCOR | 7700 M | MODEL 2214-30SLOTT | 1 | D1,D2,D3 | excellent | 1998-09-01 | as is where is | immediately | MODEL 2214-30SLOTT PAT NO.4.625.317 UNIPHASE 163 BAYPOINTE PKWY SAN JOSE-CA 951134 WEIGHT 7 KG. DIMENSION: CM 46 X 31 CM X 18 CM. (H)
https://www.fabsurplus.com/sdi_catalog/salesItemDetails.do?id=83581 | 83581 | KLA TENCOR | 720-05888-000 | TFE GUN CONTROLLER CHASSIS | 1 | 230 WATTS | excellent | 1997-02-01 | as is where is | immediately | TFE GUN CONTROLLER CHASSIS 230 WATTS WEIGHT 14 KG. DIMENSIONS:50CM X 41CM X 14CM (H)
https://www.fabsurplus.com/sdi_catalog/salesItemDetails.do?id=83614 | 83614 | KLA TENCOR | HA-200 | RADIATION POWER SYSTEMS INC. Mercury Lamp psu FOR KLA 2XX reticle inspection systems | 1 | SPARES | good |  | as is where is | immediately | Power supply for mercury arc light source of KLA-Tencor 2xx reticle inspection system -Used -In working condition KLA HA-200 TOTAL HOURS: 84467 WEIGHT: 16 KG. DIMENSION: 40 CM. X 32 CM. X 16 CM.(H)
https://www.fabsurplus.com/sdi_catalog/salesItemDetails.do?id=83895 | 83895 | KLA TENCOR | 7700M (Spares) | PIN DIODE PRE AMP PCB | 1 | SPARES | excellent | 1992-05-31 22:00 | as is where is | immediately | PIN DIODE PRE AMP KLA 7700 REV. C WEIGHT: GR.150 DIMENSION:12 CM. X 5,5 CM. X 3,5 CM.(H)
https://www.fabsurplus.com/sdi_catalog/salesItemDetails.do?id=83898 | 83898 | KLA TENCOR | 7700M (Spares) | Optical sub-assembly | 1 | SPARES | excellent |  | as is where is | immediately | see photos for details. WEIGHT: GR.200 DIMENSION:11 CM. X 12 CM. X 4,4 CM.(H)
https://www.fabsurplus.com/sdi_catalog/salesItemDetails.do?id=83899 | 83899 | KLA TENCOR | 7700M (Spares) | Lens assembly | 2 | SPARES | good |  | as is where is | immediately | WEIGHT: KG.1,5 DIMENSION:22,5 CM. X 3 CM. X 15,5 CM.(H)
https://www.fabsurplus.com/sdi_catalog/salesItemDetails.do?id=83900 | 83900 | KLA TENCOR | 7700 | Mechanical part | 1 | SPARES | excellent |  | as is where is | immediately | WEIGHT: GR.100 DIMENSION:10 CM. X 7,5 CM. X 1 CM.(H)
https://www.fabsurplus.com/sdi_catalog/salesItemDetails.do?id=27801 | 27801 | KLA- TENCOR | 720-05721-000 | Column Control Chasis for KLA 8100 cd sem | 3 | SPARES | good |  | as is where is | immediately | Quantity 3 Available
https://www.fabsurplus.com/sdi_catalog/salesItemDetails.do?id=34149 | 34149 | KLA-TENCOR | 242163 Rev B PCB ADC-PFE Interface S76 | PCB FOR KLA 7700M | 1 | spares | excellent
https://www.fabsurplus.com/sdi_catalog/salesItemDetails.do?id=34116 | 34116 | Kla-Tencor | AIT 1 | Network Card PCB | 1 | SPARES | excellent |  | as is where is | immediately | KLA AIT 1 Network Card SMC ISA 83C790QF P
https://www.fabsurplus.com/sdi_catalog/salesItemDetails.do?id=84411 | 84411 | KLA-Tencor | 7700M (Spares) | Electro-optical assembly for KLA Surfscan 7600 and 7700 | 1 | SPARES | excellent | 1995-05-31 22:00 | as is where is | immediately | PART OF KLA-TENCOR 7700M WEIGHT: KG. 1,4 DIMENSION: 25 X 20 X 14 (H)
https://www.fabsurplus.com/sdi_catalog/salesItemDetails.do?id=1691 | 1691 | KLA-TENCOR | 259 (spare parts) | Reticle Inspection - SPARE PARTS | 1 | up to 7 inch | excellent | 1991-12-01 | inquire | immediately | SPARE PARTS FOR KLA 259 AVAILABLE INCLUDING:- IAS (Image Acquisition System), which is a PC based system that allows electronic highlighting of the defects captured on a second monitor installed in the unit. Interface board of PC is Accurlogic Floppy Drive SIDE3 controller Autofocus laser model Uniphase 1103P-0187 dated Jan 1995 Encoders 2500 LPI Mask Holder 740-100360-00 250 mil 6.0 X 0.250 GW Holder 740-100059-00 250 150mm P1 Mask Holder 740-210171-00 250 mil 5.0 X 0.090 Mask Holder 740-210171-00C 250 mil 5.0 X 0.090 LT Verimask 845 dated 26-sep-91 Dupont master s/n 1063 Slot 1 710-022400-01 GDC 1 Slot 2 710-022410-01 AR GDC 2 Slot 3 710-023602-00 B display system trap, RF Slot 4 710-023256-00 C2 p3 data input Slot 5 710-023141-00 assy, formatter p3 Slot 8 710-023236-00 B1 scan delay fir Slot 10 710-028001-00 A1 IMA Slot 11 710-028014-01 E ADBA Slot 12 710-028001-00 A1 IM Slot 13 710-023596-00 C2 AED P3 RF Slot 14 710-023596-00 C2 AED P3 RF Slot 15 710-023596-00 C2 AED P3 RF Slot 16 710-035524-00 A AP 1 210 series Slot 17 710-039524-01 C AP 2 210 series Slot 18 710-028001-00 A1 IM Slot 19 710-028014-00 B3 IMA Slot 20 710-028001-00 A1 IM Slot 21 710-037887-01 B BMMC M2A with RIA signal mod. Slot 23 710-029767-00 D UPLL RF Slot 24 710-036420-00 XB Def. Con . 4-IAS compatible-newest version Slot 25 710-036380-00 C IAS parameter 2 Slot 26 710-023279-00 H2 4/16 level dump Slot 30 710-040042-00 XB e-series detector, threshold 2x2 259 M2A Slot 31 710-023455-00 XC e-series detector, compare, 21xe Slot 32 710-029694-00 XF e-series detector,data 259 ROQ Slot 33 710-023455-00 XC e-series detector, compare, 21xe Slot 35 710-023589-00 B2 servo 1 III Slot 36 710-029421-00 C2 servo 2 III Slot 37 710-039924-00 A1 servo 3 IV Slot 38 710-028287-01 G1 servo 4 II Slot 39 710-023599-01 B1 Computer IF (RF) Slot 42 710-037718-00 C SBC 3.5 inch floppy Slot 43 710-023273-00 C 512 K ram, 210 series Slot 44 710-037717-00 A FDD controller, 3.5 inch 710-029924-00 F Preprocessor 1 (RF) 710-029927-00 E Preprocessor 2 (RF) 710-037889-00 PP IO 710-036106-00 D IAS control 3- e-series only 710-029978-00 XE CF Control M2A only 710-029946-00 XE CF M2A only 710-029903-00 RH channel digitizer M2A 710-037699-00 XA1 gain/offset testpoint board
https://www.fabsurplus.com/sdi_catalog/salesItemDetails.do?id=4958 | 4958 | KLA-Tencor | Roll-a-Lift | KIT 2135,2138,2230 MOVE | 1 | FACILITIES | good |  | as is where is | immediately | KLA PART NUMBER 780-688251-000 ROLLA-LIFT P/N 970-678679-00-AC each kit consists of 2 lifts. One kit includes the original KLA shipping crate. The blades of the lifts have been modified so as to fit the 21xx tools precisely.
https://www.fabsurplus.com/sdi_catalog/salesItemDetails.do?id=4959 | 4959 | KLA-Tencor | 655-650504-00 | 8 INCH CHUCK ASSY FOR KLA 2132 | 1 | 200 mm | excellent |  | as is where is | immediately | KLA OEM spare part
https://www.fabsurplus.com/sdi_catalog/salesItemDetails.do?id=18598 | 18598 | KLA-TENCOR | 5xxx Spare Parts | Set of Spare Parts from a KLA 5015 | 1 | 150 mm | good | 1990-12-01 | as is where is | immediately | From serial number 203. Spare parts consisting of: -set of electronics boards -ORIEL illuminator -Optical parts -Lamp housing Barrier bagged, warehoused at warehouse of SDI, Avezzano, Italy
https://www.fabsurplus.com/sdi_catalog/salesItemDetails.do?id=18599 | 18599 | KLA-Tencor | 710-401249-01 Rev F | DRIVER BOARD for KLA 5xxx | 1 | SPARES | excellent | 1992-05-31 22:00 | as is where is | immediately | PCB for KLA 5xxx
https://www.fabsurplus.com/sdi_catalog/salesItemDetails.do?id=18600 | 18600 | KLA-Tencor | 710-401249-01 Rev F | Driver Board for KLA 5xxx | 1 | Spares | excellent | 1992-05-31 22:00 | as is where is | immediately | PCB for KLA 5xxx
https://www.fabsurplus.com/sdi_catalog/salesItemDetails.do?id=18602 | 18602 | KLA-Tencor | 750-40426.. 5xxx Spare Part | BIT 3 COMPUTER COP for 5xxx Spare Part | 1 | Spares | good | 1992-05-31 22:00 | as is where is | immediately | PCB 5xxx Spare Part. Used Part, removed from a system in working condition.
https://www.fabsurplus.com/sdi_catalog/salesItemDetails.do?id=18603 | 18603 | KLA-Tencor | 710-401536-00 FOR kla 5XXX | ASSY NO 401536 00 ENCODER INTERFACE | 1 | Spares | good | 1992-05-31 22:00 | as is where is | immediately | PCB 5xxx Spare Part. Used Part, removed from a system in working condition.
https://www.fabsurplus.com/sdi_catalog/salesItemDetails.do?id=18604 | 18604 | KLA-Tencor | 710-401249-00 REV E for kla 5xxx | Driver Board for KLA 5xxx | 1 | Spares | good | 1992-05-31 22:00 | as is where is | immediately | PCB 5xxx Spare Part. Used Part, removed from a system in working condition.
https://www.fabsurplus.com/sdi_catalog/salesItemDetails.do?id=18605 | 18605 | KLA-Tencor | 710-404146-00 REV A for KLA 5XXX | ASSY BOARD FOR KLA 5XXX | 1 | Spares | good | 1992-05-31 22:00 | as is where is | immediately | PCB 5xxx Spare Part. Used Part, removed from a system in working condition.
https://www.fabsurplus.com/sdi_catalog/salesItemDetails.do?id=18606 | 18606 | KLA-Tencor | 750-400159-00 REV A for KLA 5xxx | MATROX VIP 1024 for a KLA 5XXX overlay system | 1 | Spares | good | 1992-05-31 22:00 | as is where is | immediately | PCB 5xxx Spare Part. Used Part, removed from a system in working condition.
https://www.fabsurplus.com/sdi_catalog/salesItemDetails.do?id=18607 | 18607 | KLA-Tencor | 730-400083-00 REV G for a KLA 5xxx | PZT CONTROLLER for a KLA 5xxx system | 1 | Spares | excellent | 1992-05-31 22:00 | as is where is | immediately | PCB 5xxx Spare Part. Used Part, removed from a system in working condition.
https://www.fabsurplus.com/sdi_catalog/salesItemDetails.do?id=18608 | 18608 | KLA-Tencor | 712-404056-00 Rev B for a KLA 5xxx | ASSY BOARD for a KLA 5xxx overlay system | 1 | Rev. B | excellent | 1992-05-31 22:00 | as is where is | immediately | PCB 5xxx Spare Part. Used Part, removed from a system in working condition.
https://www.fabsurplus.com/sdi_catalog/salesItemDetails.do?id=18609 | 18609 | KLA-Tencor | 710-400412-00 Rev K | PCB for a KLA 5xxx system | 1 | sp | good | 1992-05-31 22:00 | as is where is | immediately | PCB 5xxx Spare Part. Used Part, removed from a system in working condition.
https://www.fabsurplus.com/sdi_catalog/salesItemDetails.do?id=18610 | 18610 | KLA-Tencor | 712-404056-00 Rev B for a KLA 5xxx | PCB for a KLA 5xxx system | 1 | Spares | good | 1992-05-31 22:00 | as is where is | immediately | PCB 5xxx Spare Part. Used Part, removed from a system in working condition.
https://www.fabsurplus.com/sdi_catalog/salesItemDetails.do?id=18611 | 18611 | KLA-Tencor | 750-400339-00 Rev H from a KLA 5xxx | PCB for a KLA 5xxx system | 1 | Spares | excellent | 1992-05-01 | as is where is | immediately | PCB 5xxx Spare Part. Used Part, removed from a system in working condition.
https://www.fabsurplus.com/sdi_catalog/salesItemDetails.do?id=18612 | 18612 | KLA-Tencor | 073-401-320 for a kla 5xxx | AIRLOK PCB for a KLA 5xxx system | 1 | SPARES | good | 1992-05-31 22:00 | as is where is | immediately | PCB 5xxx Spare Part. Used Part, removed from a system in working condition.
https://www.fabsurplus.com/sdi_catalog/salesItemDetails.do?id=18622 | 18622 | KLA-Tencor | 750-404260 for KLA 5XXX | BIT 3 COMPUTER COP for 5xxx Spare Part | 1 | Spares | good | 1992-05-31 22:00 | as is where is | immediately | PCB 5xxx Spare Part. Used Part, removed from a system in working condition.
https://www.fabsurplus.com/sdi_catalog/salesItemDetails.do?id=18632 | 18632 | KLA-Tencor | 073-401-320 for a kla 5xxx | AIRLOK PCB for a KLA 5xxx system | 1 | Spares | good | 1992-05-31 22:00 | as is where is | immediately | PCB 5xxx Spare Part. Used Part, removed from a system in working condition.
https://www.fabsurplus.com/sdi_catalog/salesItemDetails.do?id=18634 | 18634 | KLA-Tencor |  | POWER SUPPLY LAMBDA | 1 | Rev. A |  | 1992-06-01 | as is where is |  | POWER SUPPLY
https://www.fabsurplus.com/sdi_catalog/salesItemDetails.do?id=18635 | 18635 | KLA-Tencor | 851391-101 | LH RESEARCH | 1 | REV.B |  | 1992-06-01 | as is where is |  | POWER SUPPLY
https://www.fabsurplus.com/sdi_catalog/salesItemDetails.do?id=21667 | 21667 | KLA-Tencor | JDS-Uniphase 2214-30 SLQ TT | LASER FOR KLA 7700 SURFSCAN | 1 | SPARES | good | 1998-01-31 23:00 | inquire | immediately | 30 day return warranty
https://www.fabsurplus.com/sdi_catalog/salesItemDetails.do?id=27790 | 27790 | KLA-Tencor | 259 (Spare parts) | PCBs for reticle inspection system | 1 |  | excellent |  | as is where is | immediately | 2) PCB Buffer- 710-037731-0 rev A2, wo 81023 4) PCB Auto Focus PCB 710-101836 Rev:02 G3, wo 79399 5) PCB Universal Video Mux- 710-013838-00 Rev L 6) PCB P3- Align Error Detect-710-023596-00 Rev C2 , wo 80279- Qty 3 7) PCB Image Memory: 710-028014-01 rev E , wo AB0177 8) PCB Pre Amp-710-102570-02, Rev 1, Qty 2 9) PCB Alignment Processor-710-039524-00, Rev A, wo 80290 10) PCB Corrector/ Formatter-710-029946-00, Rev:XE, Qty 2 11) PCB reveiver-710-037699-00, rev F, 12) PCB Processor 1- 710-029924-00 , Rev F, wo 80633 13) PCB Processor I/O - 710-037889-00, wo 80183 14) PCB Sensor Support Assembly- 710-029898, Rev:XE, Qty 2 15) PCB P3 Scan delay FIR-710-029898, Rev:B1, wo 78386 16) PCB Defect Concatenator- 710-036420, rev XB, wo 81435 17) PCB Image Memory-710-028001-00, Rev:A1, wo 79738 18) PCB Graphic Display Controller- 710 -022410, Rev:A5, wo 80278 19) PCB Corrector/Formattor Control-710-029978-00, Rev:XE 20) PCB Processor 1-710-6029924, rev:F, wo 85775 21) PCB Processor 11 (RF)-710-029927-00. rev:E, wo 80490, QTy 2 23) PCB P3 Data Input- 710-023258-00, Rev C2, wo 80378 24) PCB Display system trap board-710-023602-00, Rev:B 25) PCB Defect Highlighting Control 3- 710-036106-00, Rev:D, wo 86397 26) PCB Image Memory-710-028001-00, Rev:A, wo 79738 27) PCB Universal Phase Lock loop-710-029767-00, Rev D, wo 85442 28) PCB Image memory address-710-028014-00, Rev:83, wo 80053 29) PCB Graphic display controller 1-710-022400-01, rev D5, wo 80605 30) PCB GC16 Data -710-023450, Rev XC, wo 78189 31) PCB Burst mode master clock-710-037889, wo 79378 32) PCB G16 Threshold 2x2-710-040042, Rev:XB, wo 81750 33) PCB Alignment processor-710-039524-01, rev C, WO 80291 34) PCB Parameter 2-710-036380-00, rev:C, wo 80186 35) PCB 4/16 Level Dump-710023279-00, Rev:M2, wo 80174 36) PCB Image memory-710-028001-00, wo 79738 37) PCB -710-037218-00, rev :C, wo 87646 38) PCB Servo Drive #4 11-710-028287-01, Rev:G1, wo 84219 39) PCB GC16 Data- 710-029694-00, Rev:XC, wo 82867 40) PCB Computer Interface 111-710-023599-00, Rev B1 41) PCB Servo Drive #3 IV-710-39924, Rev A1 42) PCB Servo Drive #2 111-710-029421-00, Rev C2, wo 8062w 42) PCB Servo Drive #1 111-710-023589-00, Rev:82 43) PCB 31/2 Inch Diskette Controller, wo 88117 44) PCB 710-023273-00, Rev C 45) PCB GC16 Compare-710-023455-00, Rev:XF2, wo80614
https://www.fabsurplus.com/sdi_catalog/salesItemDetails.do?id=27806 | 27806 | KLA-Tencor | TFE Gun Controller | Gun Controller Chassis Part No 720-05888-000 | 2 | Spares | good |  | as is where is | immediately | Quantuty 2 Available SN: 102-42 SN: 098-42S Rev C WEIGHT 15 KG. DIMENSIONS:43CM X 41CM X 14CM (H)
https://www.fabsurplus.com/sdi_catalog/salesItemDetails.do?id=31613 | 31613 | KLA-Tencor | 8100 (Spares) | Bracked Lift Keyboard KLA Part 740-03393-000 | 5 | spares | excellent |  | as is where is | immediately
https://www.fabsurplus.com/sdi_catalog/salesItemDetails.do?id=34125 | 34125 | KLA-Tencor | 7700m (spares) | Mirror Assy Flat | 1 | spares | excellent |  | as is where is | immediately
https://www.fabsurplus.com/sdi_catalog/salesItemDetails.do?id=34127 | 34127 | KLA-Tencor | 7700m (Spares) | p/n 186392A PCB Controller Handler | 1 | spares | excellent |  | as is where is | immediately | - Tencor part number 186392A - PCB Controller Handler
https://www.fabsurplus.com/sdi_catalog/salesItemDetails.do?id=34130 | 34130 | KLA-tencor | 7700m (Spares) | 18458 Rev B $ CH Motor Control | 1 | SPARES | excellent |  | as is where is | immediately | 4-channel PWM Motor Drive PCB Tencor p/n 18458
https://www.fabsurplus.com/sdi_catalog/salesItemDetails.do?id=34134 | 34134 | KLA-tencor | 7700m (Spares) | 210617 rev B PCB Filter Optical | 1 | spares | excellent |  | as is where is | immediately
https://www.fabsurplus.com/sdi_catalog/salesItemDetails.do?id=34136 | 34136 | KLA-Tencor | 7700m (Spares) | p/n 099660 Handler back plane PCB | 1 | SPARES | excellent |  | as is where is | immediately | Tencor p/n 099660 Handler back plane PCB
https://www.fabsurplus.com/sdi_catalog/salesItemDetails.do?id=34148 | 34148 | KLA-Tencor | 7700m (Spares) | p/n 210595 Rev B Optical Filter PCB | 1 | spares | excellent |  | as is where is | immediately | Tencor p/n 210595 Rev B Optical Filter PCB
https://www.fabsurplus.com/sdi_catalog/salesItemDetails.do?id=34150 | 34150 | KLA-Tencor | 7700m | 242163 Rev B PCB ADC-PFE Interface S76 | 1 | spares | excellent |  | as is where is | immediately | Tencor p/n 242163 Rev B PCB ADC-PFE Interface S76
https://www.fabsurplus.com/sdi_catalog/salesItemDetails.do?id=34152 | 34152 | KLA-Tencor | 7700m (spares) | p/n 213780 Rev C PCB MASK SFS | 1 | spares | excellent |  | as is where is | immediately
https://www.fabsurplus.com/sdi_catalog/salesItemDetails.do?id=34153 | 34153 | KLA-Tencor | 7700m (spares) | Fresnel Lens / Mirror | 1 | SPARES | excellent |  | as is where is | immediately
https://www.fabsurplus.com/sdi_catalog/salesItemDetails.do?id=34165 | 34165 | KLA-TENCOR | 3005503 | OPTICAL ASSY for kla 7700 and 7600 surfscans | 1 | Spares | excellent |  | as is where is | immediately | MODEL NO.3005503
https://www.fabsurplus.com/sdi_catalog/salesItemDetails.do?id=34166 | 34166 | KLA-TENCOR | AIT 1 (SPARES) | Lens Assembly in transport box | 1 | SPARES | excellent |  | as is where is | immediately | LENS FOR LASER DELIVERY OPTICS
https://www.fabsurplus.com/sdi_catalog/salesItemDetails.do?id=52151 | 52151 | KLA-Tencor | Hamamatsu R1924A | Photomultiplier | 1 | spares | new unused | 2007-03-01 | as is where is | immediately | Linear PMT p/n R1924A Compatible with KLA-Tencor AIT 1 and 2
https://www.fabsurplus.com/sdi_catalog/salesItemDetails.do?id=53035 | 53035 | KLA-Tencor | 2132 (8 inch Wafer Chuck Assembly) | Ceramic Wafer chuck, 8" | 1 | spares | excellent |  | as is where is | immediately | Wafer chuck for 2132, see images for details.
https://www.fabsurplus.com/sdi_catalog/salesItemDetails.do?id=53036 | 53036 | KLA-Tencor | Compumotor M575L11 | Stepping motor drive | 1 | spares | excellent |  | as is where is | immediately | Stepping motor drive module (KLA-Tencor P/N 91-3677-05) see images for details
https://www.fabsurplus.com/sdi_catalog/salesItemDetails.do?id=53227 | 53227 | KLA-Tencor | 251739 | CH3 PMT OPTICS ASSY AIT2 | 1 | SPARES | excellent | 1989-12-01 | as is where is | immediately | Good used KLA AIT 2 CH3 PMT Assembly. Manufactured by Hamamatsu. Removed from working tool and stored in our warehouse
https://www.fabsurplus.com/sdi_catalog/salesItemDetails.do?id=74643 | 74643 | KLA-Tencor | 710-013838-00 Rev L | PCB Universal Video Mux for KLA 2xx reticle inspection systems | 1 | spares | good | 1993-06-01 | as is where is | immediately | For KLA 259 reticle inspection system.
https://www.fabsurplus.com/sdi_catalog/salesItemDetails.do?id=76358 | 76358 | KLA-Tencor | 710-039524-01, rev C | Alignment Processor 2 , 210e series PCB | 1 | Spares | excellent |  | as is where is | immediately | PCB from KLA 259 reticle inspection system
https://www.fabsurplus.com/sdi_catalog/salesItemDetails.do?id=83621 | 83621 | KLA-Tencor | 8100 (Spares) | Loadlock assembly for CD-SEM | 3 | 0,4-0,7 MPa | new unused | 1998-05-31 22:00 | as is where is | immediately | New unused and in original packaging, opened only for cataloguing. Part numbers included:- SMC HIGH VACUUM VALVE PRESS 10Pa ATM TEMP-60C OPERATING PRESS 0,4-0,7 MPa 15 MICRON XLA-16 SWAGELOK 104588 SS-BNS4-C Granville Philips vacuum gauge p/n 275071 WEIGHT: 10 KG. DIMENSION: 45 CM. X 39 CM. X 24 CM.(H) Includes p/n 740-03590-01 QTY 3 AVAILABLE
https://www.fabsurplus.com/sdi_catalog/salesItemDetails.do?id=83622 | 83622 | KLA-Tencor | 8100 (Spares) | Load-lock assembly for CD SEM | 1 | SWAGELOK 152086 | excellent | 2000-06-01 | as is where is | immediately | Brand new load-lock assembly for a KLA 8100 CD SEM. This sub-assembly, which is new in the original packing, includes the following parts:- PFEIFFER-VAKUUM LEYBOLD VAKUUM COMPACT PIRANI GAUGE 2820-0935 A 15 MICRON SWAGELOK 152086 VARIAN P/N L9180301 M/N NW-16-H/O WEIGHT: 9 KG. DIMENSION: 45 CM. X 38 CM. X 25 CM.(H)
https://www.fabsurplus.com/sdi_catalog/salesItemDetails.do?id=83623 | 83623 | KLA-Tencor | 8100 (Spares) | Load-lock assembly for CD SEM | 1 | spares | new unused | 2000-06-01 | as is where is | immediately | Brand new load-lock assembly for a KLA 8100 CD SEM. This sub-assembly, which is new in the original packing, includes the following parts:- LEYBOLD VAKUUM 14...32 V OPERATING PRESS 0,4-0,7 MPa 15 MICRON XLA-16 SWAGELOK 152085 SS-BNS4-C NO.PTR 26800A F-No 440024 809 WEIGHT: 9 KG. DIMENSION: 40 CM. X 36 CM. X 24 CM.(H)
https://www.fabsurplus.com/sdi_catalog/salesItemDetails.do?id=83630 | 83630 | KLA-TENCOR | 8100 (Spares) | Load-lock assembly for CD SEM | 1 | spares | new unused | 2000-12-01 | as is where is | immediately | Loadlock assembly for KLA_Tencor CD SEM. New in original packing materials. This sub-assembly includes the following parts:- GRANVILLE-PHILIPS VACUUM GAUGE HEAD P/N 275071 HIGHT VAKUUM VALVE P/S 113-16014 D0035003670 15 MICRON TYPE : TPR 265 NO:.44019743 WEIGHT: 10 KG. DIMENSION: 50 CM. X 35 CM. X 25 CM.(H)
https://www.fabsurplus.com/sdi_catalog/salesItemDetails.do?id=83643 | 83643 | KLA-Tencor |  | RIBBON CABLE | 2 | SPARES | excellent |  | as is where is | immediately | 2 PIECE
https://www.fabsurplus.com/sdi_catalog/salesItemDetails.do?id=83645 | 83645 | KLA-Tencor | 2xx (SPARES) | Control Paddles for KLA 2xx reticle inspection system | 1 | Spares | good | 1992-06-01 | as is where is | immediately | Left and right control paddle assemblies for KLA -Tencor 2xx reticle inspection systems
https://www.fabsurplus.com/sdi_catalog/salesItemDetails.do?id=83810 | 83810 | KLA-Tencor | 7700M (Spares) | leadscrew and stepper motor for KLA Surscan 7700m, 7600 microscope | 1 | spares | excellent | 1997-05-31 22:00 | as is where is | immediately | includes leadscrew, copper plates and stepper motor CMC MT2115-0140F
https://www.fabsurplus.com/sdi_catalog/salesItemDetails.do?id=83837 | 83837 | KLA-TENCOR | 7700M (Spares) | EMO Button for KLA 7700M | 1 | SPARES | excellent |  | as is where is | immediately | EMERGENCY BUTTON WITH CABLE
https://www.fabsurplus.com/sdi_catalog/salesItemDetails.do?id=83896 | 83896 | KLA-TENCOR | Pittman 9433F528 | Servo Drive motor for KLA 7700 Surfscan | 1 | SPARES | good |  | as is where is | immediately | PITTMAN 9433F528 1000 CPR AWM IA105C 300V FTI E-15543(J) AWM STYLE 2651 VW WEIGHT: GR.350 DIMENSION:5 CM. X 5 CM. X 10 CM.(H)
https://www.fabsurplus.com/sdi_catalog/salesItemDetails.do?id=83897 | 83897 | KLA-Tencor | 7700M (Spares) | 8 inch ceramic chuck table for KLA 7700M | 1 | SPARES | excellent | 1995-08-01 | as is where is | immediately | WITH AIRPOT 71991-Z WEIGHT: GR.950 DIMENSION:21 CM. X 21 CM. X 4 CM.(H)
https://www.fabsurplus.com/sdi_catalog/salesItemDetails.do?id=83901 | 83901 | KLA-Tencor | 655-03737-00 Rev XA | Mechanical part for a KLA 7700 M (Surfscan) | 1 | SPARES | excellent |  | as is where is | immediately | 6550373700 REV XA WEIGHT: GR.150 DIMENSION:5 CM. X 1 CM. X 5 CM.(H)
https://www.fabsurplus.com/sdi_catalog/salesItemDetails.do?id=83902 | 83902 | KLA-Tencor | 5xxx Spare Part | Lambda Electronics LFS-47-48 REGULATED POWER SUPPLY | 1 | Spares | good |  | as is where is | immediately | Regulated power supply for kla 5XXX OVERLAY SYSTEM. Used part, removed from a working system. INPUT 95-132 VAC 47-63 HZ (USE O AND 110 TERMINALS) OR 187-250 VAC OR 260-350 VDC (USE O AND 220 TERMINALS) MAX 1071 W PWR FACTOR 0.6 OUTPUT: 48-5% VDC MAX RATINGS 17.0A@ 40°C 16.0A@ 50°C 14.5A@ 60°C WEIGHT: KG.4 DIMENSION:30 CM. X 13 CM. X 13 CM.(H)
https://www.fabsurplus.com/sdi_catalog/salesItemDetails.do?id=83918 | 83918 | KLA-TENCOR | 7700M (Spares) | Adjustable Opto Mechanical assembly for KLA 7700 Surfscan | 1 | SPARES | excellent |  | as is where is | immediately | WEIGHT GR.500 DIMENSION: 10 CM. X 10 CM. X 6 CM. (H)
https://www.fabsurplus.com/sdi_catalog/salesItemDetails.do?id=83929 | 83929 | KLA-TENCOR | 720-02847-000 | MCA Module for KLA 81xx CD SEM | 1 | spares | excellent | 1998-05-31 22:00 | as is where is | immediately | P/N 720-02847-000 REV:D WEIGHT: GR.300 DIMENSION: 12 CM. X 14 CM. X 4 CM. (H)
https://www.fabsurplus.com/sdi_catalog/salesItemDetails.do?id=83930 | 83930 | KLA-TENCOR | 720-02964-000B | PICOAMP II for KLA 81xx CD SEM | 2 | SPARES | excellent |  | as is where is | immediately | P/N:720-02964-000 REV:B WEIGHT: GR.250 DIMENSION: 13 CM. X 10 CM. X 4 CM. (H) FOR EACH
https://www.fabsurplus.com/sdi_catalog/salesItemDetails.do?id=83932 | 83932 | KLA-TENCOR | 195430 rev B | Detector Assembly for a KLA 7700M Surfscan | 1 | SPARES | excellent | 1985-11-30 23:00 | as is where is | immediately | WEIGHT: KG.1 DIMENSION: 31 CM. X 23 CM. X 6 CM. (H)
https://www.fabsurplus.com/sdi_catalog/salesItemDetails.do?id=84054 | 84054 | KLA-TENCOR | 8100 (Spares) | Motorized slit assembly for CD SEM | 2 | Spares | excellent |  | as is where is | immediately | TESTED THETA:.30.50 REACH:30.45.60 APR.98223 DET:8921 WEIGHT: 2,3 KG. DIMENSION: 10 X 10 X 49 (H) FOR EACH
https://www.fabsurplus.com/sdi_catalog/salesItemDetails.do?id=84086 | 84086 | KLA-TENCOR | ASSY.CBL.GND | EATHING STRAP | 14 |  | as new | 2000-06-01 | as is where is | immediately | 810-04308-003 REV.B 0700-3325 (3 PIECES) 810-04308-004 REV.B 0700-2020 (3 PIECES) 810-04308-005 REV.B 0700-3324 (1 PIECES) 810-04308-004 REV.B 0700-3325 (7 PIECES) ASSY GBL.GND STRAP 10X 10,9" L ESEG.-5862 QTY 14 WEIGHT TOTAL 0,5 KG. DIMENSION: 30 X 15 X 7 (H)
https://www.fabsurplus.com/sdi_catalog/salesItemDetails.do?id=84087 | 84087 | KLA-TENCOR | 7700M (Spares) | Mirror assembly for KLA 7700 m surfscan | 1 | Spares | excellent |  | as is where is | immediately | F12-488-8-400 DMO P-6 DONAL.JENNIFER INDUSTRIES WEIGHT: 0,3 KG. DIMENSION: 26 X 8 X 2,5 (H)
https://www.fabsurplus.com/sdi_catalog/salesItemDetails.do?id=84088 | 84088 | KLA-TENCOR | 7700M (Spares) | Optical Lens assembly from a KLA 7700 M Surfscan | 1 | Spares | excellent |  | as is where is | immediately | WEIGHT: 25 GR. DIMENSION: 13 X 4,5 X 11 (H)
https://www.fabsurplus.com/sdi_catalog/salesItemDetails.do?id=84089 | 84089 | KLA-TENCOR | 7600M | ELECTRO-OPTICAL ACTUATOR ASSY | 1 | Spares | excellent | 1998-02-28 23:00 | as is where is | immediately | 2900 WEIGHT: 200 GR. DIMENSION: 9 X 9 X 6 (H)
https://www.fabsurplus.com/sdi_catalog/salesItemDetails.do?id=84091 | 84091 | KLA-TENCOR | 113387 | 4-CHANNEL PWM MOTOR DRIVE ASSY PCB FOR KLA 7XXX SURFSCAN, P2 and P20 profilers | 1 | Spares | excellent | 1995-05-31 22:00 | as is where is | immediately | EDAC 307-072-558-20 WEIGHT: 250 GR DIMENSION: 25 x 18 x 7 (H) WITH P/N 024344
https://www.fabsurplus.com/sdi_catalog/salesItemDetails.do?id=84092 | 84092 | KLA-TENCOR | 655-6500504-00 | CERAMIC CHUCK 200 MM(8*),2132 | 1 | 200 mm | excellent | 1998-05-31 22:00 | as is where is | immediately | WEIGHT: 500 GR. DIAMETER: 19 CM. 1,1 CM (H) WILL SHIP TO YOU FROM OUR WAREHOUSE IN AVEZZANO 67051 ITALY
https://www.fabsurplus.com/sdi_catalog/salesItemDetails.do?id=84093 | 84093 | KLA-TENCOR | 665-037138-00 | MICROSCOPE MASK FOR KLA 2XX RETICLE INSPECTION SYSTEM | 1 | Spares | good |  | as is where is | immediately | 665 037138 00 XD WEIGHT: 500 GR. DIMENSION: 25 X 25 X 27 (H)
https://www.fabsurplus.com/sdi_catalog/salesItemDetails.do?id=84215 | 84215 | KLA-TENCOR | 7700M (Spares) | AT GPIB IEE 488.2 Interface PCB for a KLA 7700 M | 1 | Spares | excellent | 1993-05-01 | as is where is | immediately | Board manufacturer: NATIONAL INSTRUMENTS WEIGHT: 150 GR. DIMENSION: 17,5 X 12,5 X 2,5 (H)
https://www.fabsurplus.com/sdi_catalog/salesItemDetails.do?id=84217 | 84217 | KLA-TENCOR | 740-210171-00 | Mask Holder for 5 inch x 0.090 thickness masks, with compensation glass, KLA 2XX | 1 | spares | excellent | 1992-05-01 | as is where is | immediately | KLA ORH 740-210171-00 ORH 250 -5.0 x.090 WEIGHT: 700 GR. DIMENSION: 29 X 23,5 X 2 (H)
https://www.fabsurplus.com/sdi_catalog/salesItemDetails.do?id=84219 | 84219 | KLA-TENCOR | 740-210171-00 Rev C OHR | Reticle holder, for 5 inch 090 Masks, Left handed for KLA 2xx reticle inspection system | 1 | spares | excellent | 1992-05-01 | as is where is | immediately
https://www.fabsurplus.com/sdi_catalog/salesItemDetails.do?id=84220 | 84220 | KLA-TENCOR | 253537 Rev A | Microscope Distribution PCB, for Surfscan 7600 and 7700 series | 1 | Spares | excellent |  | as is where is | immediately
https://www.fabsurplus.com/sdi_catalog/salesItemDetails.do?id=84409 | 84409 | KLA-Tencor | AIT-1 SHIPPING KIT | AIT-1 SHIPPING KIT | 1 | SPARES | excellent |  | as is where is | immediately | Parts for locking the optics of KLA AIT 1 prior to shipping
https://www.fabsurplus.com/sdi_catalog/salesItemDetails.do?id=84410 | 84410 | KLA-TENCOR | 7700M | SENSOR OPTICAL | 1 | SPARES | excellent |  | as is where is | immediately | MECHANICAL ART OF KLA-TENCOR 7700M OPTICS WEIGHT: KG. 1,3 DIMENSION: 31 X 25 X 14 (H)
https://www.fabsurplus.com/sdi_catalog/salesItemDetails.do?id=103206 | 103206 | KLA-Tencor | 5xxx Spare Part | LH Research Mighty Mite 500w Power Supply for KLA 5xxx Overlay Measurement System | 1 | Spares | good | 1995-05-31 22:00 | as is where is | immediately | USED PART, REMOVED FROM A WORKING SYSTEM LH p/n 851391-101
https://www.fabsurplus.com/sdi_catalog/salesItemDetails.do?id=103366 | 103366 | KLA-TENCOR | 7700M (Spares) | Robot Arm, for up to 8 inch wafers, for KLA 7700 M | 1 | Spares | excellent | 1993-05-31 22:00 | as is where is | immediately | This robot arm will fit on any of the old Tencor-designed wafer handlers, which were present on the KLA 7600 and 7700 surfscans.
https://www.fabsurplus.com/sdi_catalog/salesItemDetails.do?id=105866 | 105866 | KLA-Tencor | Surfscan 7700m | Keyboard Assy | 1 |  | good |  | as is where is | immediately | Please check the pictures below for more information.
https://www.fabsurplus.com/sdi_catalog/salesItemDetails.do?id=109059 | 109059 | KLA-Tencor | 289825A | Sony XC-711 Video Camera and cable set | 1 | SPARES | excellent |  | as is where is | immediately | Removed from a working KLA 7700 M particle detection system. With the interconnection cables.
https://www.fabsurplus.com/sdi_catalog/salesItemDetails.do?id=35971 | 35971 | KLA-Tencor Corp. | 720-05888-000 | Electron gun controller for KLA 8100 | 2 | spares | excellent | 1998-06-01 | as is where is | immediately | Deinstalled Wareshoused In stock
https://www.fabsurplus.com/sdi_catalog/salesItemDetails.do?id=103386 | 103386 | KNIEL System | CPD 5.12/6.3 | Power Supply, 321-019-02.00 | 2 | Spares | excellent | 2001-04-30 22:00 | as is where is | immediately | CE MARKED
https://www.fabsurplus.com/sdi_catalog/salesItemDetails.do?id=83846 | 83846 | KOGANEI | JDAS32X5-165W | AIR CYLINDER | 2 | Spares | excellent |  | as is where is | immediately | WEIGHT: 200 GR. DIMENSION 5 X 5 X 5 (H) THE PRICE IS FOR EACH
https://www.fabsurplus.com/sdi_catalog/salesItemDetails.do?id=83873 | 83873 | KOGANEI | BDAS10X30 |  | 2 | SPARES | excellent |  | as is where is | immediately | KOGANEI TK49173 WEIGHT: 100 GR. DIMENSION:5 CM. X 2 CM. X 8 CM.(H) FOR TWO
https://www.fabsurplus.com/sdi_catalog/salesItemDetails.do?id=83880 | 83880 | KOGANEI | AME07-E2-PSL | VACUUM EJECTOR | 8 |  | new in box |  | as is where is | immediately | 24VDC WEIGHT: 200 GR. DIMENSION:12 CM. X 2 CM. X 5 CM.(H)FOR EACH
https://www.fabsurplus.com/sdi_catalog/salesItemDetails.do?id=83891 | 83891 | KOGANEI | A200-4E1 | AIR VALVE | 2 |  | excellent |  | as is where is | immediately | DC 24V 0-0 9 MPa SUPPLIED BY DALCO ENGENEERING SYSTEM LTD WEIGHT: GR.350 DIMENSION: 4 CM. X 3 CM. X 10,5 CM. (H) FOR EACH
https://www.fabsurplus.com/sdi_catalog/salesItemDetails.do?id=84223 | 84223 | KOGANEI | ORCA 16X120 | Slit type rodless cylinder | 3 | Spares | as new |  | as is where is | immediately | MAX. 0.8MPa 27 WEIGHT:400 GR. DIMENSION: 5 X 5 X 27 (H) FOR EACH includes instruction manual
https://www.fabsurplus.com/sdi_catalog/salesItemDetails.do?id=84224 | 84224 | KOGANEI | ORCA 16X120 | Slit type rodless cylinder | 1 | Spares | as new |  | as is where is | immediately | MAX. 0.7 MPa 37 WEIGHT:350 GR. DIMENSION: 4 X 3 X 25 (H)
https://www.fabsurplus.com/sdi_catalog/salesItemDetails.do?id=84258 | 84258 | KOGANEI | SLIM | AIR CYLINDER | 4 |  | excellent |  | as is where is | immediately | AIR CYLINDER SLIM DAD 32 X 25-954W WEIGHT: 400 GR. DIMENSION: 4 X 4 X 23 (H) FOR EACH
https://www.fabsurplus.com/sdi_catalog/salesItemDetails.do?id=84261 | 84261 | KOGANEI | PDA S | AIR CYLINDER | 2 |  | excellent |  | as is where is | immediately | AIR CYLINDER 16 X 100 WEIGHT: 200 GR. DIMENSION: X 2 X 2 (H) FOR EACH
https://www.fabsurplus.com/sdi_catalog/salesItemDetails.do?id=84265 | 84265 | KOGANEI | KA CMA | AIR CYLINDER | 1 |  | excellent |  | as is where is | immediately | AIR CYLINDER BORE X ST 25 X 25 MAX PRESS:9 bar WEIGHT: 200 GR. DIMENSION: X 2 X 2 (H) FOR EACH
https://www.fabsurplus.com/sdi_catalog/salesItemDetails.do?id=84266 | 84266 | KOGANEI | TWDA | AIR CYLINDER | 1 |  | excellent |  | as is where is | immediately | AIR CYLINDER TWINPORT TWDA20 X 200-HA WEIGHT: 400 GR. DIMENSION: 3 X 3 X 29 (H)
https://www.fabsurplus.com/sdi_catalog/salesItemDetails.do?id=84270 | 84270 | KOGANEI | SLIM | AIR CYLINDER | 2 |  | excellent |  | as is where is | immediately | AIR CYLINDER WEIGHT: 600 GR. FOR TWO. THE DIMENSION OF: DAD 32 X 25 ARE: 3,5 X 3,5 X 22(H) THE DIMENSION OF :DAD 20 X 50 ARE: 3 X 3 X 18,5 (H)
https://www.fabsurplus.com/sdi_catalog/salesItemDetails.do?id=84055 | 84055 | KOGANEI LTD | KA.CMA | MINI CYLINDER | 3 |  | excellent |  | as is where is | immediately | MOD.KA-CMA BORE XST 40X375 MAX PRESS 9 BAR WEIGHT: 2 KG DIMENSION: 6 X 6 X 45 (H) FOR EACH
https://www.fabsurplus.com/sdi_catalog/salesItemDetails.do?id=84056 | 84056 | KOGANEI LTD | KA.CMA | MINI-CYLINDER | 1 |  | excellent |  | as is where is | immediately | MOD.KA-CMA BORE XST 30 X 300 MAX PRESSURE: 9 BAR WEIGHT: 1,2 KG. DIMENSION: 4 X4 X 43 (H)
https://www.fabsurplus.com/sdi_catalog/salesItemDetails.do?id=84057 | 84057 | KOGANEI LTD | KA.CMA | MINI-CYLINDER | 1 |  | excellent |  | as is where is | immediately | MOD.KA-CMA BORE XST 40 X 60 MAX PRESSURE: 9 KGF/CM WEIGHT: 1 KG. DIMENSION: 6 X6 X 19 (H)
https://www.fabsurplus.com/sdi_catalog/salesItemDetails.do?id=83931 | 83931 | KOKUSAI | M 152 WRL | THERMO COUPLE | 11 |  | excellent |  | as is where is | immediately | PROTECTING TUBE:SSAS LASS 0.25 TOTAL WEIGHT:GR.900 DIMENSION IN BOX:25 CM. X 23 CM. X 7 CM. (H)
https://www.fabsurplus.com/sdi_catalog/salesItemDetails.do?id=84773 | 84773 | KOYO LINBERG | VF5100B | Set of Cleanroom Manuals | 1 | spares | excellent | 1998-05-31 22:00 | as is where is | immediately | -Set of cleanroom manuals -Seal in plastic bags -Includes all manuals, training course notes , schematics etc.
https://www.fabsurplus.com/sdi_catalog/salesItemDetails.do?id=84212 | 84212 | Kurt J Lesker | QF160-SAVR | Pump centering ring | 2 | Spares | good |  | as is where is | immediately | Kurt j. Lesker Pump centering ring QF160-SAVR ISO,SS,C-ring,Viton
https://www.fabsurplus.com/sdi_catalog/salesItemDetails.do?id=84228 | 84228 | Kurt J Lesker | ISO160AVCRT | Pump centering ring | 2 | Spares | good |  | as is where is | immediately | Kurt j. Lesker Pump centering ring QF160-SAVR ISO,SS,C-ring,Viton
https://www.fabsurplus.com/sdi_catalog/salesItemDetails.do?id=84229 | 84229 | Kurt J Lesker | ISO100AVCRT | Pump centering ring | 2 | Spares | good |  | as is where is | immediately | Kurt j. Lesker Pump centering ring ISO100AVCRT ISO,aluminum trapped centering ring Viton'o'ring DN100
https://www.fabsurplus.com/sdi_catalog/salesItemDetails.do?id=84230 | 84230 | Kurt J Lesker | ISO Flange ISO63, 5-hole, *NEW* | 5 hole pump flange | 2 | Spares | good |  | as is where is | immediately | new, old stock, ISO63 pump flange, 5-hole, NEW in the original packaging. From Kurt J Lesker, marked F35R part number. These are new, old-stock, sold as-is
https://www.fabsurplus.com/sdi_catalog/salesItemDetails.do?id=84282 | 84282 | Kurt J Lesker | QF-SSC-ALM | Single claw clamp | 8 | Spares | good |  | as is where is | immediately | QF-SSC-ALM clamp ISO/63/100 M8 35mm bolt
https://www.fabsurplus.com/sdi_catalog/salesItemDetails.do?id=2873 | 2873 | Lam | 4520 (spares) | REMOTE CART | 1 | FACILITIES | good | 1994-12-01 | as is where is | immediately | Qty 2 available serial numbers:- 17750-1-b-1581183 17750-1-b-1651246 *®,™ Lam Research Located in Avezzano, Italy
https://www.fabsurplus.com/sdi_catalog/salesItemDetails.do?id=95408 | 95408 | Lam | 4520 (spares) | REMOTE CART | 1 | FACILITIES | good | 1994-12-01 | as is where is | immediately | Qty 2 available serial numbers:- 17750-1-b-1581183 17750-1-b-1651246 *®,™ Lam Research Located in Avezzano, Italy
https://www.fabsurplus.com/sdi_catalog/salesItemDetails.do?id=84377 | 84377 | Lam Research | 810-06526-000 | ASSY.CBL.EF CONTROL.SNIPER | 1 | Spares | excellent | 2001-05-31 22:00 | as is where is | immediately | XSGT-16742-MT WEIGHT:100 GR. DIMENSION: 2,5 X 6,5 CM X 2 (H)
https://www.fabsurplus.com/sdi_catalog/salesItemDetails.do?id=105861 | 105861 | Lam Research | 853-495477-001 Rev B | Cable | 4 | Spares | new unused | 2000-11-30 23:00 | as is where is | immediately | Spare Lam Cable New OEM PART IN ORIGINAL PACKAGING, UNOPENED
https://www.fabsurplus.com/sdi_catalog/salesItemDetails.do?id=13044 | 13044 | Lambda | CA1000 | Alpha 1000W CA1000 Power Supply | 1 | Spares | excellent | 2004-01-01 | as is where is | immediately | ch1 ch2 output volts (v)- 5 12 output current (A)- 60 33 off load volts (v)- 4.990 11.925 load regulation(%)- 0.100 0.000 line regulation (%)- 0.000 0.000 PARD (vpp)- 0.027 0.068 current limit- pass pass short circuit (a)- 71.100 39.725 overvoltage- pass pass
https://www.fabsurplus.com/sdi_catalog/salesItemDetails.do?id=83570 | 83570 | Leitz | 512815 / 2 | Microscope for KLA 51xx with olympus eyepieces | 1 | 512 815/20 | excellent | 1995-05-31 22:00 | as is where is | immediately | Overlay Measurement System trinocular microscope head, with 2 olypus eyepieces.
https://www.fabsurplus.com/sdi_catalog/salesItemDetails.do?id=77003 | 77003 | Leybold | 287 02 V2 | Pump Valve | 1 | PUMP | good |  | as is where is | immediately | Leybold 287-03-V2
https://www.fabsurplus.com/sdi_catalog/salesItemDetails.do?id=106241 | 106241 | LEYBOLD | ISO-K 100 | Large ISO-K Vacuum Bellows and 90 Degree Elbow | 1 | Spares | good |  | as is where is | immediately | SEE PHOTOS FOR DETAILS PACKED WEIGHT AND DIMS: 33 CM X 44 CM X 28 CM (H) WEIGHT 4.6 KG LENGTH OF BELLOWS PART: 25 CM
https://www.fabsurplus.com/sdi_catalog/salesItemDetails.do?id=33542 | 33542 | Liebherr | FKV 3610 | Fridge for the safe storage of photoresist | 1 | facilities | excellent |  | as is where is | immediately | Manufacturer: Liebherr Model: FKV 3610 S/N: 77.451.737.7 Description: Bottle Chill cabinet, Upright Comments: Class: SN-T Type: Freezing capacity Useful capacity: 329 litres Refigerant: R600A 50 g Insulation: Pentan Power supply: 200-240 VAC 50 Hz 130 W Max number of bottles per shelf: 52 Max number of bottles total in chiller: 246 LOCATION: AVEZZANO, ITALY
https://www.fabsurplus.com/sdi_catalog/salesItemDetails.do?id=77092 | 77092 | MAC | 225B-111BAAA | Pneumatic solenoid valve | 1 |  |  |  | as is where is
https://www.fabsurplus.com/sdi_catalog/salesItemDetails.do?id=83885 | 83885 | MATHESON | TRI.GAS | ROTAMETER | 3 |  | new in box |  | as is where is | immediately | MP13E101P404 23505-6012-000 OTHER SN: 9C91-53XR-X22H H1X1-FTWR-F34R WEIGHT: 200 GR. DIMENSION: 10 CM. X 11 CM. X 3 CM. (H) FOR EACH
https://www.fabsurplus.com/sdi_catalog/salesItemDetails.do?id=83637 | 83637 | MATSUSHITA | HP2-DC 24V | RELAY HP | 20 |  | new in box |  | as is where is | immediately | AW 5222 HP-RELAY 10A 250 VAC 81223 BOX WITH 20 PIECES TOTAL WEIGHT: 1,5 KG. DIMENSION: 24 CM. X 13 CM. X 6 CM. (H) The price quoted is for the box containing 20 pieces.
https://www.fabsurplus.com/sdi_catalog/salesItemDetails.do?id=83882 | 83882 | MATSUSHITA | BBC 35 N | INTERRUPTOR CAP SYS | 1 |  | new in box | 2010-05-01 | as is where is | immediately | CIRCUIT BREAKER BC-30N 3P 5A BBC35N 3P Uiac500V 50/60Hz ac220v ic2.5 WEIGHT: 400 GR. DIMENSION:10 CM. X 7 CM. X 8 CM.(H)
https://www.fabsurplus.com/sdi_catalog/salesItemDetails.do?id=80244 | 80244 | MELLES GRIOT | 05-LHP-121 | HE NE Laser (Unused) | 1 | Spares | new unused | 1996-12-01 | as is where is | immediately | New and Unused Melles Griot laser head, without the power supply.
https://www.fabsurplus.com/sdi_catalog/salesItemDetails.do?id=84374 | 84374 | MICRON | 256 MB | SYNCH | 1 |  | excellent |  | as is where is | immediately | MICRON MT PCI133U-333-542-A WEIGHT: 30 GR. DIMENSION: 13,5 X 0,1 CM X 3,5 (H)
https://www.fabsurplus.com/sdi_catalog/salesItemDetails.do?id=84059 | 84059 | MICROSPEED | PD-250C | PC-TRAC mouse | 1 | FUUTB02 | excellent |  | as is where is | immediately | M/D 9813 WEIGHT: 0,4 KG. DIMENSION: 20 X 10 X 7 (H)
https://www.fabsurplus.com/sdi_catalog/salesItemDetails.do?id=80260 | 80260 | MILLIPORE | WGGB06WR1 | WAFERGARD IN-LINE GAS FILTER | 4 | SPARES | excellent |  | as is where is | immediately | Retention rating: Gas 0.05 UM 1/4 INCH GASKET SEAL (VCR COMPATIBLE)
https://www.fabsurplus.com/sdi_catalog/salesItemDetails.do?id=80265 | 80265 | MILLIPORE | FLUOROGARD-PLUS CWFA01PLV | filter CARTRIDGE | 1 | spares | new in box |  | as is where is | immediately
https://www.fabsurplus.com/sdi_catalog/salesItemDetails.do?id=80245 | 80245 | MILLIPORE CORP | WGFG01HR1 | WAFERGARD F MINI IN-LINE GAS FILTER | 2 |  | new in box |  | as is where is | immediately | I/4 Gasket Seal (VCR Compatible)
https://www.fabsurplus.com/sdi_catalog/salesItemDetails.do?id=82220 | 82220 | Milton Roy | AA761-65S | Flow rate pump | 1 |  | good |  | as is where is | immediately | Milton Roy/LSI Flow metering pump Flow-rate pump Model AA761-65S GHP 2.0 PSI 50 Good condition, removed from working system sold as-is, where-is Located in our Boerne, TX warehouse
https://www.fabsurplus.com/sdi_catalog/salesItemDetails.do?id=83812 | 83812 | MINERTIA MOTOR | RM SERIES | MOTOR ELECTRIC | 1 |  | excellent | 1996-09-30 22:00 | as is where is | immediately | MOTOR ELECTRIC UGRMEM-02SKD11 UTOPI-100SJK1 YASKAWA ELECTRIC CORPORATION WEIGHT: 1 KG. DIMENSION: 6 CM. X 6 CM. X 14 CM. (H)
https://www.fabsurplus.com/sdi_catalog/salesItemDetails.do?id=83890 | 83890 | MINERTIA MOTOR | RM SERIES | INDUCTION MOTOR | 1 |  | excellent | 1997-03-01 | as is where is | immediately | WITH CABLE UGRMEM-025KD11 P/N UTOPI-100SJK1 WEIGHT: KG.1 DIMENSION:12 CM. X 7 CM. X 17 CM. (H)
https://www.fabsurplus.com/sdi_catalog/salesItemDetails.do?id=83523 | 83523 | MITSUBISHI | MR-J10A1 | AC SERVO | 1 | POWER 100 W | excellent |  |  |  | AC IMPUT 100 V-115 V 50/Hz OUTPUT 1.1A
https://www.fabsurplus.com/sdi_catalog/salesItemDetails.do?id=83554 | 83554 | MITSUBISHI | FR-Z120-0.4K | PLC, INVERTER 200 V CLASS | 1 | FREQROL-Z120 | excellent |  | as is where is | immediately | TD840A566G51 POWER 0.4KW SOURSE 200V/50Kz 200-230V/60Hz OUTPUT 3A
https://www.fabsurplus.com/sdi_catalog/salesItemDetails.do?id=83638 | 83638 | MITSUBISHI | Melservo MR-C10A1-UE | AC SERVO AMPLIFIER | 1 | 100-120 V | new in box | 2005-03-31 22:00 | as is where is | immediately | 1 PH 100-120 V 50/60 Hz R54P31 AMP 100 W 100 V CE/UL WEIGHT 0,7 KG. DIMENSION: 17 CM. X 13 CM. X 6 CM. (H)
https://www.fabsurplus.com/sdi_catalog/salesItemDetails.do?id=69856 | 69856 | MKS | Type 624 | Baratron pressure transducer with trip points, range 1000 Torr, CE | 1 | spares | excellent |  | as is where is | immediately | range 1000 torr ce marked in working condition
https://www.fabsurplus.com/sdi_catalog/salesItemDetails.do?id=74164 | 74164 | MKS | 154-0100P | High Vacuum Valve, NEW | 1 | spares | as new | 2005-12-31 23:00 | as is where is | immediately | New in a box, sealed Located in Boerne TX Warehouse New in a box, still sealed in the original MFR bag. Please ask if you have questions. Sold as-is, where-is, new.
https://www.fabsurplus.com/sdi_catalog/salesItemDetails.do?id=77940 | 77940 | MKS | 627BX01MCC1B | Baratron 1mbar (CAPACITANCE MANOMETER) | 1 | Spares | as new |  | as is where is | immediately | MKS Baratron +/- 15V DC 1mbar New in a box, sold as-is, where-is Ships from our Boerne, TX Warehouse
https://www.fabsurplus.com/sdi_catalog/salesItemDetails.do?id=87366 | 87366 | MKS | 653B-13064 | Baratron 1mbar | 1 |  | excellent |  | as is where is | immediately | used, good condition, 0-90deg
https://www.fabsurplus.com/sdi_catalog/salesItemDetails.do?id=101024 | 101024 | MKS Instruments | 162-0040K | Inline Pneumatic Valve ISO-KF NW 40 flanges | 1 | spares | excellent |  | as is where is | immediately | Available in our stock. Please check pictures below for more information.
https://www.fabsurplus.com/sdi_catalog/salesItemDetails.do?id=84235 | 84235 | Moeller | Xpole PLSM-C10/1 | mini breaker switch | 1 | Spares | good |  | as is where is | immediately | Pack of qty 2 used breakers
https://www.fabsurplus.com/sdi_catalog/salesItemDetails.do?id=72156 | 72156 | MRL | Black Max | Black max heater element, 850 celcius | 1 | Spares | new in box | 2006-11-01 | as is where is | immediately | At the warehouse of Fabsurplus Italy, location Avezzano 67051 Italy. Brand New. Unused and in original packing materials. Includes original certificate of compliance. p/n 4000907451 rev 04 s/n 040020981061003 Shipping box size: 220 cm x 65 cm x 77 cm, weight approx. 100 KG Heater size: L = 188 cm, OD = 38 cm, ID = 32.5 cm. Date of certification: DEC 2006
https://www.fabsurplus.com/sdi_catalog/salesItemDetails.do?id=84372 | 84372 | MS PRG WO | A9403789 | MOUSE MODEL No.240C | 1 |  | excellent | 1999-02-01 | as is where is | immediately | MOUSE HQXAGM-240C WEIGHT: 100 GR. DIMENSION: 12 X 2 X 12,5 (H)
https://www.fabsurplus.com/sdi_catalog/salesItemDetails.do?id=79968 | 79968 | Muegge | MW2009D-260ED | Magnetron Head 2.45GHZ | 2 |  | good | 2001-12-01 | as is where is | immediately | Used Muegge Magnetron head, removed from a working tool in 2012, and placed in our Boerne, TX Warehouse. Sold as-is, where-is Power Supply available separately
https://www.fabsurplus.com/sdi_catalog/salesItemDetails.do?id=82230 | 82230 | Muegge | Controller | Controller, CAN controller, L/R sync | 1 |  | good | 2001-12-01 | as is where is | immediately | Used Muegge controller, CAN Has L/R Sync inputs Power input, 220V AC 500 K/bits/ CAN control Removed from working system sold as-is, where is,. located in our Boerne, TX warehouse
https://www.fabsurplus.com/sdi_catalog/salesItemDetails.do?id=106242 | 106242 | Muegge | MX4000D-110LL | MICROWAVE POWER SUPPLY | 8 | SPARES | good | 2002-02-01 | as is where is | immediately | MUEGGE MICROWAVE P.S.U. PULLED FROM A WORKING MACHINE U: 3 X 400V I: 3 X 6A F: 50/60 HZ PACKED WEIGHT AND DIMS 53 CM X 64 CM X 17 CM (H) WEIGHT 14 KG Uam out: 3500 V I OUT: 1.45A qty 8 available.
https://www.fabsurplus.com/sdi_catalog/salesItemDetails.do?id=77197 | 77197 | Nanyang | Quartz wafer boat | Shell boat 200mm quartz | 6 | 200mm | excellent |  | as is where is | immediately | New in the box, most are still sealed Box of 6 each, price per box, or can be sold per each for $350 200mm Quartz Shellboat, Nanyang Equipment PTE LTD Lower Rods Pitch width 0.9mm Upper rods of V-shape slot grooves
https://www.fabsurplus.com/sdi_catalog/salesItemDetails.do?id=84369 | 84369 | NC NOR-CAL PRODUCTS | 0995-16528 | CHEMRAZ O-RING INSIDE OF VALVE | 1 |  | excellent | 1990-03-01 | as is where is | immediately | CHEMRAZ O-RINGINSIDE OF VALVE NOR-CAL PRODUCTS KELIUM LEAK CHECKED WEIGHT:1,5 KG. DIMENSION: 21,5 X 12 X 13
https://www.fabsurplus.com/sdi_catalog/salesItemDetails.do?id=83887 | 83887 | NEC | C1OT 6D TA 0100 | THERMOSTAT | 1 |  | new in box | 2004-06-01 | as is where is | immediately | PARTS FOR CURE OVEN THERMOSTAT YAMATAKE ITEM N° 96D01561-3-10 WEIGHT: 200 GR. DIMENSION: 14 CM. X 6 CM. X 6 CM. (H)
https://www.fabsurplus.com/sdi_catalog/salesItemDetails.do?id=83888 | 83888 | NEC | MU1238B-11B | AIRFLOW ROTATION | 1 |  | new in box |  | as is where is | immediately | AC 100V 50/60Hz 100/200V 12.5/11.5W ORIENTAL MOTOR WEIGHT: 500 GR. DIMENSION: 14 CM. X 14 CM. X 6 CM. (H)
https://www.fabsurplus.com/sdi_catalog/salesItemDetails.do?id=83889 | 83889 | NEC | MF300-02 | MIST FILTER | 1 | MF300-02 | new in box |  | as is where is | immediately | 9.5 KGF/CM 5-60°C MF300 WEIGHT: 500 GR. DIMENSION: 16 CM. X 7 CM. X 8 CM. (H)
https://www.fabsurplus.com/sdi_catalog/salesItemDetails.do?id=83545 | 83545 | Nemic-LAMBDA | CKD-65/65 | 65V 6A DC Regulated power supply FOR Advantest T5335P | 1 | Spares | good |  | as is where is | immediately | Removed from working service from Advantest T5335P tester CKD-65/65 power supply TOJ-808K83-0076-P227
https://www.fabsurplus.com/sdi_catalog/salesItemDetails.do?id=32206 | 32206 | NIKON | RETICLE BOX 5 INCH | 5 INCH RETICLE BOX | 2 | 5 INCH | excellent |  | as is where is | immediately | SEALED IN DOUBLE PLASTIC BAGS AND CLEANED.IN ITALY
https://www.fabsurplus.com/sdi_catalog/salesItemDetails.do?id=105867 | 105867 | Nisshin | 7 kgf/cm2 | pressure gauge | 1 | spares | new unused |  | as is where is | immediately
https://www.fabsurplus.com/sdi_catalog/salesItemDetails.do?id=105868 | 105868 | Nisshin | 4 kgf/cm2 | pressure gauge | 1 | spares | new unused |  | as is where is | immediately
https://www.fabsurplus.com/sdi_catalog/salesItemDetails.do?id=105869 | 105869 | Nisshin | 0-76 cmHg | vacuum gauge | 1 | spares | new unused |  | as is where is | immediately
https://www.fabsurplus.com/sdi_catalog/salesItemDetails.do?id=105870 | 105870 | Nisshin | 0-1 kgf/cm2 | pressure gauge | 1 | spares | new unused |  | as is where is | immediately
https://www.fabsurplus.com/sdi_catalog/salesItemDetails.do?id=83906 | 83906 | NITROGEN |  | PRESSURE VALVE | 1 |  | new in box | 1992-11-30 23:00 | as is where is | immediately | VACUUM WEIGHT: GR.800 DIMENSION: 10 CM. X 12 CM. X 6 CM. (H)
https://www.fabsurplus.com/sdi_catalog/salesItemDetails.do?id=83628 | 83628 | NITSUKO | BCR 2600/BCV 5050 | POWER SUPPLY | 3 |  | new in box |  | as is where is | immediately | BARCODE READER BCR 2600 SERIES POWER SUPPLY BCV 5050 SERIES NEW IN BOX WEIGHT: 2,6 KG. DIMENSION: 20 CM.X 18 CM.X 25 CM.(H) 3 PIECES FEATURES Microminiaturized bar code reader with built-in decoder, slightly larger than a deck of cards. Various manufacturing lines such as semi-conductor manufacturing, warehousing distribution systems or robotic lines with automated bar code readers, need the small and lightweight sensor-like bar code readers like DENSEI's BCR2600. The BCR2600 series was developed by DENSEI, a leading manufacturer of bar code readers for factory automation. It is based on DENSEI's high technological capabilities and years of experience. The newly released BCR2600 series was designed with microminiaturization, lightweight and built-in decoding and requires limited space for installation. * Miniaturized For Space Limited Installations Designed with sensor-like construction, microminiaturization (90H x 55W x 30D mm (3.5H x 2.2W x 1.2D in) and weighing only 210g (7.4 oz.), it is a small-scale system, free of restructions in installation space, thus saving valuable floor space. * Unaffected By Bar Code Print Quality Using a 15-raster scan system (irradiation angle: 10 deg; 15 beams in a scan width of 10mm (0.4in) and at a depth-of-field of 120mm (4.7in), and the BCR2600 is able to read even bar codes of poor quality (e.g. blurs, voids and spots). * Available For High-Density Bar Codes The BCR2600 is capable of reading a narrow bar, 0.15mm (5.9mils) minimum, allowing the use of high-density bar codes (32 digits), containing more information than usual. * Adaptable For Many Data Collection Systems The BCR2600, with nonvolatile memory in the main body, can be set to any of 30 function modes with the optional special controller. It will automatically select a suitable depth-of-field (from 90mm +/- 40 (3.5in +/- 1.6) for short depth-of-field to 180mm +/- 50 (7.1 in +/- 2) for long depth-of-field), thus making the BCR2600 adaptable to a wide variety of conditions. * Usable In A Clean Room The BCR2600 uses a dust-free enclosure, allowing its use in a clean room of class 1 (0.1 m) * Network An optional special controller can be used to transfer the data via an RS-232C interface to the host computer, by connecting up to 31 bar code readers (BCR2600) through RS-485 interfaces. It can operate up to a distance of 1 km (0.6mi) maximum. With the combined use of BCR2600 readers and the controller one can easily build up a customized net work system. * Applications Data collection from the semiconductor manufacturing lines in a clean room. Data collection from the robot operating area in a robot line. Data collection from the production instruction/control unit in a multi-product facility. Data collection from the automated sorting and screening equipment in a distribution and carrier system. Data collection from an analytical system such as medical analysis systems, etc.
https://www.fabsurplus.com/sdi_catalog/salesItemDetails.do?id=32210 | 32210 | Nitto | HR8500-2 | INSTRUCTION MANUAL | 1 | MANUAL | excellent |  | as is where is | immediately | INSTRUCTIO MANUAL FOR HR-8500-2
https://www.fabsurplus.com/sdi_catalog/salesItemDetails.do?id=32214 | 32214 | Nitto | 44941001 | TAPE SPOOL | 2 | PARTS | excellent |  | as is where is | immediately | FROM NITTO HR AND DR8500
https://www.fabsurplus.com/sdi_catalog/salesItemDetails.do?id=83597 | 83597 | Nitto | TT1R2-1 | teach pendant for robot TT1R2-1 | 1 | spares | good |  | as is where is | immediately | teach pendant for Nitto HR and DR 8500 tapers and detapers. TOL-O-Matic Hand Held Programmer TT1R2-1 Also used for Cybeq robot controllers. this one is without cable, a few minor scratches, but good used working condition
https://www.fabsurplus.com/sdi_catalog/salesItemDetails.do?id=70301 | 70301 | NK | RM 120 | REAL TIME MONITOR | 1 | SPARES | good |  | as is where is | immediately | FOR EBARA FREX 200. IN WORKING CONDITION. SEE PHOTOS FOR DETAILS. LOCATED IN AVEZZANO 67051 ITALY.
https://www.fabsurplus.com/sdi_catalog/salesItemDetails.do?id=70300 | 70300 | Novascan | 945-00666-00 | HALOGEN LAMP | 2 | SPARES | new in box |  | as is where is | immediately | FOR EBARA FREX 200
https://www.fabsurplus.com/sdi_catalog/salesItemDetails.do?id=83552 | 83552 | NSK GLOBAL LTD | MAEBASHI PLANT | BALL SCREW | 4 | W1201-112P | excellent | 2005-02-28 23:00 | as is where is | immediately | 200 FOR ALL 4 PIECES
https://www.fabsurplus.com/sdi_catalog/salesItemDetails.do?id=103384 | 103384 | Nuclear Elettronica | 314E 5/12 - 6/2 rev A | Power Supply, 5V/12A - 6V/2A | 14 | Spares | excellent |  | as is where is | immediately | Input 230 VAC +/- 10% Irms 1A Va 5V /12A Vb 6V / 2A In stock and ready to ship from our Avezzano (AQ) 67051 Italy warehouse
https://www.fabsurplus.com/sdi_catalog/salesItemDetails.do?id=103385 | 103385 | Nuclear Elettronica | 314E.100 REV A | Power Supply, 5V/20A | 10 | Spares | excellent |  | as is where is | immediately | Input 230 VAC +/- 10% Irms 1A Output 4.5 - 5.5 V In stock and ready to ship from our Avezzano (AQ) 67051 Italy warehouse
https://www.fabsurplus.com/sdi_catalog/salesItemDetails.do?id=103387 | 103387 | Nuclear Elettronica | 312E.44L REV A | Dual Power Supply, +/- 15V / 1A | 4 | Spares | excellent |  | as is where is | immediately | Input 230 VAC +/- 10% Irms 1A Output A 15V / 1A Output B 15V / 1A In stock and ready to ship from our Avezzano (AQ) 67051 Italy warehouse
https://www.fabsurplus.com/sdi_catalog/salesItemDetails.do?id=83905 | 83905 | NUPRO | SS-4BK-V51 | REGULATOR PRESSURE | 1 | Spares | new in box |  | as is where is | immediately | IPE 4 WEIGHT: GR.300 DIMENSION: 7 CM. X 3 CM. X 10 CM. (H)
https://www.fabsurplus.com/sdi_catalog/salesItemDetails.do?id=83914 | 83914 | NUPRO | SS-4R3A1- | TUBE FITTINGS & VALVE | 1 |  | new |  | as is where is | immediately | WEIGHT GR.250 DIMENSION: 9 CM. X 2,3 CM. X 5 CM. (H)
https://www.fabsurplus.com/sdi_catalog/salesItemDetails.do?id=83916 | 83916 | NUPRO | 7 MICRON |  | 1 |  | new in box |  | as is where is | immediately | WEIGHT:GR. 125 DIMENSION: CM. 8 X CM. 2 X CM. 2
https://www.fabsurplus.com/sdi_catalog/salesItemDetails.do?id=83917 | 83917 | NUPRO | 107 |  | 1 |  | new in box |  | as is where is | immediately | WEIGHT:GR. 125 DIMENSION: CM. 12 X CM. 2 X CM. 2
https://www.fabsurplus.com/sdi_catalog/salesItemDetails.do?id=65934 | 65934 | Olympus | BH2-UMA | BRIGHTFIELD / DARKFIELD REFLECTED LIGHT ILLUMINATOR FOR THE BH SERIES MICROSCOPES | 1 | SPARES | excellent |  | as is where is | immediately | Good condition please ask if you have questions Universal Vertical illuminator OLYMPUS BH2-UMA BRIGHTFIELD / DARKFIELD REFLECTED LIGHT ILLUMINATOR FOR THE BH SERIES MICROSCOPES
https://www.fabsurplus.com/sdi_catalog/salesItemDetails.do?id=80254 | 80254 | OLYMPUS | DBAP-FA-Z | SERVO DRIVER | 1 | 30W 500 PPR | excellent |  | as is where is | immediately
https://www.fabsurplus.com/sdi_catalog/salesItemDetails.do?id=83835 | 83835 | Olympus | WHK 10X/20L-H | EYEPIECES FOR TRINOCULAR MICROSCOPE | 2 | Spares | excellent |  | as is where is | immediately | TWO LENS 1: WHK 10X/20 L-H 2: WHK 10X20 L
https://www.fabsurplus.com/sdi_catalog/salesItemDetails.do?id=102638 | 102638 | Olympus | BA124L001 | DC MOTOR W/ D500 GEAR HEAD | 1 | spares | good |  | as is where is | immediately | In Avezzano, Italy. See attached photos for details of condition.
https://www.fabsurplus.com/sdi_catalog/salesItemDetails.do?id=102639 | 102639 | Olympus | BA124L001 | DC MOTOR W/ D500 GEAR HEAD | 1 | spares | good |  | as is where is | immediately | In Avezzano, Italy. See attached photos for details of condition.
https://www.fabsurplus.com/sdi_catalog/salesItemDetails.do?id=106190 | 106190 | Olympus | LH50A | Microscope illuminator, 50W 12 V | 1 | spares | excellent |  | as is where is | immediately | -In excellent condition -removed from a working KLA 7700M inspection system -see attached photos for details
https://www.fabsurplus.com/sdi_catalog/salesItemDetails.do?id=106201 | 106201 | Olympus | BH3 (Parts) | Camera adapter and illuminator for Microscope | 1 | spares | excellent | 2005-06-01 | as is where is | immediately | -The camera mount fits a Sony FC711 CCD Camera -Includes illuminator -SEE PHOTOS FOR DETAILS PACKED DIMENSIONS: 22 CM X 18 CM X 24 CM (H) PACKED WEIGHT: 1 KG
https://www.fabsurplus.com/sdi_catalog/salesItemDetails.do?id=80247 | 80247 | Olympus Optical | DBAP-FA-Z GA | Servo Driver | 1 |  | good |  | as is where is | immediately | Used Olympus Optical servo driver board, sold as-is, good condition, located in our Avezzano, Italy warehouse.
https://www.fabsurplus.com/sdi_catalog/salesItemDetails.do?id=106896 | 106896 | Omniguard | 860UV-IR | UV-IR Fire detector, w/ mount | 2 | Spares | as new |  | as is where is | immediately | Omniguard UV-IR Fire detector, qty 2 immediately available, like new. CE Marked Omniguard part number 860-10100 NEMA 4 RAINTIGHT SUITABLE FOR CL. 1 GROUP B.C.D CL. II GROUP E,F,G I/P VOLTAGE: 20-32 VDC STDBY 90 mA ALARM: 110 mA TEST: 250 mA Contact Rating: 2A AT 30 VDC RESISTIVE 0-20mA CURRENT LOOP OUTPUT TEMP RANGE: MINUS 40 C TO PLUS 85 C FM APPROVED MEGGITT AVIONICS INC, MANCHESTER N.H. USA MFR 58880 3981105-05 REV C Ships from Avezzano, 67051, Italy warehouse DIMENSIONS OF QTY 2 IN CARDBOARD BOX: 55 CM X 37 CM X 28 CM H WEIGHT 8KG
https://www.fabsurplus.com/sdi_catalog/salesItemDetails.do?id=13195 | 13195 | OMRON | r88d-ua02ha | servo driver | 1 |  | excellent | 2003-12-01 |  |  | NEW IN BOX AC SERVO DRIVER 220V 30W
https://www.fabsurplus.com/sdi_catalog/salesItemDetails.do?id=83886 | 83886 | OMRON | TL-W5WC2 | PROXIMITY SWITCH | 1 |  | new in box |  | as is where is | immediately | TL-W5MC2 753C PROXIMITY SENSOR VOLTS:12 TO 24 VDC LOT No. 0785C 2 METRE WEIGHT: 50 GR. DIMENSION BOX: 9 CM. X 9 CM. X 6 CM. (H)
https://www.fabsurplus.com/sdi_catalog/salesItemDetails.do?id=84386 | 84386 | OMRON | E3C-DM2R 2 M | PHOTOELECTRIC SWITCH | 3 | 2 m | new in box |  | as is where is | immediately | LOT No.0345G LOT No.0345G LOT No.2964G VOLTS C6 A247 WEIGHT: 120 GR. DIMENSION: 15 X 6 X 3,5 (H) FOR EACH
https://www.fabsurplus.com/sdi_catalog/salesItemDetails.do?id=84395 | 84395 | OMRON | E3C-C | PHOTOELECTRIC SWITCH | 1 |  | new in box |  | as is where is | immediately | PHOTOELECTRICS SWITCH AMPLIFIER UNIT VOLTS 100-240 VAC WEIGHT: 350 GR. DIMENSION: 14,5 X 6 X 6 (H)
https://www.fabsurplus.com/sdi_catalog/salesItemDetails.do?id=84396 | 84396 | OMRON | E5CJ | TEMPERATURE CONTROLLER | 1 | MULTI RANGE | new in box |  | as is where is | immediately | Q2-G VOLTS 100 TO 240 V AC FREQ. 50/60 Hz WEIGHT: 200 GR. DIMENSION: 13 X 6 X 6 (H)
https://www.fabsurplus.com/sdi_catalog/salesItemDetails.do?id=84397 | 84397 | OMRON | E3S-X3CE4 | TEMPERATURE CONTROLLER | 2 |  | new in box |  | as is where is | immediately | WEIGHT: 200 GR. DIMENSION: 13 X 5 X (H) FOR EACH
https://www.fabsurplus.com/sdi_catalog/salesItemDetails.do?id=84398 | 84398 | OMRON | E3XR-CE4 | TEMPERATURE CONTROLLER | 2 |  | new in box |  | as is where is | immediately | AMPLIFIER UNIT E3XR-CE4 VOLTS 12 TO 24 VDC WEIGHT: 120 GR. DIMENSION: 13 X 5 X (H) FOR EACH
https://www.fabsurplus.com/sdi_catalog/salesItemDetails.do?id=84399 | 84399 | OMRON | E2E-C1C1 | PROXIMITY SWITCH | 1 |  | new in box |  | as is where is | immediately | PROXIMITY SWITCH E2E-C1C1 VOLTS 12 TO 24 VDC WEIGHT: 150 GR. DIMENSION: 9 X 5 X 6 (H)
https://www.fabsurplus.com/sdi_catalog/salesItemDetails.do?id=84400 | 84400 | OMRON | E3S-XE1 | PHOTO ELECTRIC SWITCH | 1 |  | new in box |  | as is where is | immediately | PHOTO ELECTRIC SWITCH E3S-XE1 WEIGHT: 150 GR. DIMENSION: 13 X 5 X 5 (H)
https://www.fabsurplus.com/sdi_catalog/salesItemDetails.do?id=84401 | 84401 | OMRON | E3C-JC4P | PHOTO ELECTRIC SWITCH | 1 |  | new in box |  | as is where is | immediately | PHOTO ELECTRIC SWITCH VOLTS 12 TO 24 VDC 2 M WEIGHT: 120 GR. DIMENSION: 13 X 5 X 5 (H)
https://www.fabsurplus.com/sdi_catalog/salesItemDetails.do?id=84402 | 84402 | OMRON | E3X-A11 | PHOTO ELECTRIC SWITCH | 1 |  | new in box |  | as is where is | immediately | PHOTO ELECTRIC SWITCH VOLTS 10 TO 30 VDC 2 M WEIGHT: 120 GR. DIMENSION: 13 X 5 X 5 (H)
https://www.fabsurplus.com/sdi_catalog/salesItemDetails.do?id=84403 | 84403 | OMRON | E3HT--DS3E2 | PHOTO ELECTRIC SENSOR | 1 |  | new in box |  | as is where is | immediately | PHOTO ELECTRIC SWITCH VOLTS 12 TO 24 VDC 2 M WEIGHT: 120 GR. DIMENSION: 13 X 5 X 5 (H)
https://www.fabsurplus.com/sdi_catalog/salesItemDetails.do?id=84404 | 84404 | OMRON | E3C--JC4 | AMPLIFIER UNIT | 1 |  | new in box |  | as is where is | immediately | AMPLIFIER UNIT VOLTS 12 TO 24 VDC WEIGHT: 120 GR. DIMENSION: 13 X 5 X 5 (H)
https://www.fabsurplus.com/sdi_catalog/salesItemDetails.do?id=84405 | 84405 | OMRON | EE-SPW321 | PHOTO MICROSENSOR | 1 |  | new in box |  | as is where is | immediately | PHOTO MICROSENSOR VOLTS 12 TO 24 VDC WEIGHT: 120 GR. DIMENSION: 11 X 11 X 2,5 (H)
https://www.fabsurplus.com/sdi_catalog/salesItemDetails.do?id=84406 | 84406 | OMRON | E32-TC200A | PHOTO ELECTRIC SWITCH | 1 |  | new in box |  | as is where is | immediately | PHOTO ELECTRIC SWITCH VOLTS 12 TO 24 VDC WEIGHT: 100 GR. DIMENSION: 11 X 11 X 2 (H)
https://www.fabsurplus.com/sdi_catalog/salesItemDetails.do?id=21666 | 21666 | ONE AC CORP | FMV 321S | TRANSFORMER FOR KLA 7700 SERIES PSU | 1 | SPARES | good | 1996-02-01 | inquire | immediately | I/P 100-120-200-220-240 V OP 120V AC 12 A 30 day return warranty
https://www.fabsurplus.com/sdi_catalog/salesItemDetails.do?id=21123 | 21123 | ORIEL | 68805 | POWER SUPPLY 40-200 WATTS FOR MERCURY ARC LAMP | 1 | FACILITIES | excellent | 1992-06-01 | as is where is | immediately | UNIVERSAL POWER SUPPLY 40-200 WATTS AND LAMP HOUSE FOR MERCURY ARC LAMP. LAMP HOUSE INCLUDES FOCUS MECHANISM AND UV FILTER 220V/115V SWITCHABLE 10A POWER SUPPLY 31CM X 41 CM X 14 CM, 5 KG LAMP HOUSE 13CM X 26 CM X 30 CM8 K 2 KG WEIGHT 8 KG.
https://www.fabsurplus.com/sdi_catalog/salesItemDetails.do?id=83620 | 83620 | ORIEL | 68805 | ULTRAVIOLET LIGHT - LAMP HOUSING | 1 | SPARES | excellent |  | as is where is | immediately | LAMP HOUSE FOR MERCURY ARC LAMP. LAMP HOUSE INCLUDES FOCUS MECHANISM AND UV FILTER LAMP HOUSE 13CM X 26 CM X 30 CM K 2 KG ALSO AVAILABLE - POWER SUPPLY FOR THIS LAMP HOUSE. SEE SDI ID 21123
https://www.fabsurplus.com/sdi_catalog/salesItemDetails.do?id=13014 | 13014 | Oriental Motor | 5RK40RGK-AM | REVERSIBLE MOTOR, 40W 100V 50/60 HZ | 1 | Spares | new in box | 2000-06-01 | as is where is |  | NEW IN BOX MAX OUTPUT 40W 100V 50/60Hz 15 uF 4 P 30 Min WEIGHT 3.2 KG DIMS 28 CM X 16 CM X 14 CM
https://www.fabsurplus.com/sdi_catalog/salesItemDetails.do?id=13066 | 13066 | ORIENTAL MOTOR | SEE COMMENTS | GEAR HEADS | 7 |  | excellent |  | as is where is | immediately | 4GK75K 3GK3K x3 3GN3.6K x2 4GK15K 4GK3K 2GK9K x2 2GN36K 4GN12.5K 4GK12.5K 2GB360K 5GK3K 5GK50K x2 5GN120K 3GN3.6K x2 3GK3K x2 4GK5K 4GN18K 120 $ FOR EACH
https://www.fabsurplus.com/sdi_catalog/salesItemDetails.do?id=13206 | 13206 | ORIENTAL MOTOR | 4LF45N-2 | LINEAR HEAD | 1 | SPARES | new in box |  | as is where is | immediately | NEW IN THE BOX
https://www.fabsurplus.com/sdi_catalog/salesItemDetails.do?id=15900 | 15900 | ORIENTAL MOTOR | 21K6GK-A2 | INDUCTION MOTOR | 2 |  | excellent |  | as is where is | immediately | 6W 100V 50/60HZ 0.25A 2.5A 2.5UF 1200/1450RPM WEIGHT 750GR. DIMENSION:6 CM. X 6 CM. X 10 CM. (H)
https://www.fabsurplus.com/sdi_catalog/salesItemDetails.do?id=83629 | 83629 | ORIENTAL MOTOR | 4RK25RGK-AM | REVERSIBLE MOTOR | 1 | SPARES | new in box |  | as is where is | immediately | MAX OUTPUT 25W 100 V 50/60 Hz 10 F 4 P WEIGHT: 2,5 KG. DIMENSION: 24 CM. X 14 CM. X 136 CM.(H)
https://www.fabsurplus.com/sdi_catalog/salesItemDetails.do?id=83805 | 83805 | ORIENTAL MOTOR | 21K6GN-A |  | 1 | TW9 50602 | new in box |  | as is where is | immediately | 6W 100V 50/60 Hz 0.25 A 2.5uF 12001450r/MIN TW9 50602 WEIGHT: 1 KG. DIMENSION: 21 CM. X 9 CM. X 8 CM. (H)
https://www.fabsurplus.com/sdi_catalog/salesItemDetails.do?id=83806 | 83806 | ORIENTAL MOTOR | 51K40GN-AT |  | 1 |  | new in box |  | as is where is | immediately | MOTOR,ELECRIC 40 V 50/60 Hz 0.8 A 10 uF 1300/1550 rpm TW9 50602 WEIGHT: 2,5 KG. DIMENSION: 13 CM. X 9 CM. X 14 CM. (H)
https://www.fabsurplus.com/sdi_catalog/salesItemDetails.do?id=83807 | 83807 | ORIENTAL MOTOR | PB204-101 |  | 2 |  | excellent |  | as is where is | immediately | MOTOR,ELECRIC 4W 100 V 50/60 Hz 30 MIN. WEIGHT: 0,7 KG. DIMENSION: 6 CM. X 6 CM. X 10 CM. (H) FOR EACH
https://www.fabsurplus.com/sdi_catalog/salesItemDetails.do?id=83808 | 83808 | ORIENTAL MOTOR | 5rk40gk-a2 | MOTOR ELECTRIC | 1 |  | excellent |  | as is where is | immediately | REVERSIBLE MOTOR MOTOR,ELECRIC 40 W 100 V 50/60 Hz 1A 1300/1550 rpm 30 MIN. WEIGHT: 2,5 KG. DIMENSION: 9 CM. X 9 CM. X 14 CM. (H) FOR EACH
https://www.fabsurplus.com/sdi_catalog/salesItemDetails.do?id=83809 | 83809 | ORIENTAL MOTOR | 2IK6GK-A | MOTOR ELECTRIC | 1 |  | good | 1993-12-01 | as is where is | immediately | INDICTION MOTOR MOTOR,ELECRIC 6 W 100 V 50/60 Hz 0.25 A 1200/1450 rpm 30 MIN. WEIGHT: 0,8 KG. DIMENSION: 6 CM. X 6 CM. X 10 CM. (H)
https://www.fabsurplus.com/sdi_catalog/salesItemDetails.do?id=83811 | 83811 | ORIENTAL MOTOR | XU9 | MOTOR ELECTRIC FO FR CARRIER MOTOR | 1 |  | excellent |  | as is where is | immediately | REVERSIBLE MOTOR MAX OUTPUT 25 W 100 V 50/60 Hz 0.8 A 4 P 10uF 3 0 MIN. WEIGHT: 1,5 KG. DIMENSION: 8 CM. X 8 CM. X 12 CM. (H)
https://www.fabsurplus.com/sdi_catalog/salesItemDetails.do?id=83823 | 83823 | ORIENTAL MOTOR | 4GK15K | MOTOR ELECTRIC | 1 |  | excellent |  | as is where is | immediately | REVERSIBLE MOTOR WU813 800 4RK25GK-A2M 25W 100V 50/60 Hz 1250/1500rpm 30min WEIGHT: 2,7 KG. DIMENSION: 10 CM. X 10 CM. X 20 CM. (H)
https://www.fabsurplus.com/sdi_catalog/salesItemDetails.do?id=83825 | 83825 | ORIENTAL MOTOR | MBM425-411 | SPEED CONTROL MOTOR | 1 |  | excellent |  | as is where is | immediately | AC MAGNETIC BRAKE MAX OUTPUT 25 W 100V 50/60 Hz 0.95A 10F 90-1400/90-1700rpm 30min. WEIGHT: 2,2 KG. DIMENSION: 8 CM. X 8 CM. X 16 CM. (H)
https://www.fabsurplus.com/sdi_catalog/salesItemDetails.do?id=83834 | 83834 | ORIENTAL MOTOR | PH596-A | STEPPING MOTOR | 1 | SPARES | excellent |  | as is where is | immediately | VEXTA STEPPING MOTOR 5-PHASE 0.72DEG/STEP DC: 1.25A 2.1 OMEGA WEIGHT : KG.1,5 DIMENDION: 9 CM. X 9 CM. X 11 CM. (H)
https://www.fabsurplus.com/sdi_catalog/salesItemDetails.do?id=83875 | 83875 | ORIENTAL MOTOR | UPH564-A | 5 PHASE STEPPING MOTOR | 1 | SPARES | new in box |  | as is where is | immediately | VEXTA STEPPING MOTOR 5-PHASE 0.72"/STEP DC 0.75A 5 OMEGA TW8 04827 WEIGTH: 500 GR. DIMENSION: 13 CM.X 10 CM. X 9 CM. (H)
https://www.fabsurplus.com/sdi_catalog/salesItemDetails.do?id=83893 | 83893 | ORIENTAL MOTOR | 4GN30K | GEAR HEAD | 1 |  | excellent |  | as is where is | immediately | 4GN30K OM GEAR HEAD QQ8 02581 WEIGHT: GR.600 DIMENSION: 8 CM. X 8 CM. X 8 CM. (H)
https://www.fabsurplus.com/sdi_catalog/salesItemDetails.do?id=84370 | 84370 | ORIENTAL MOTOR | PH265-02 | 2-PHASE STEPPING MOTOR | 1 | 1.8/STEP | excellent |  | as is where is | immediately | VEXTA STEPPING MOTOR 2-PHASE 1.8'/STEP DC 12 V 0,42A RR 03781 WEIGHT: 3 KG. DIMENSION: 12 X 14 X 24
https://www.fabsurplus.com/sdi_catalog/salesItemDetails.do?id=80259 | 80259 | PALL | GLF6101VF4 | GASKLEEN GAS FILTER | 6 |  | excellent |  | as is where is | immediately
https://www.fabsurplus.com/sdi_catalog/salesItemDetails.do?id=83908 | 83908 | PALL | GLF6101VF4 | GAS FILTER | 1 |  | new |  | as is where is | immediately | 0.01 MICRON P/N GLF6101VF4 PRESS750 PSI TEMP:100°F WEIGHT: GR.250 DIMENSION: 5 CM. X 5 CM. X 15 CM. (H)
https://www.fabsurplus.com/sdi_catalog/salesItemDetails.do?id=77202 | 77202 | Panasonic | M91C90GD4W1 | AC Geared Motor (G Series) | 1 | spares | new unused | 2008-12-01 | as is where is | immediately | 4P 90W Cont. 5uf 220V 50Hz, 0.78a 220V 60Hz, 0.75a New in a box, Ships from AVEZZANO 67051 ITALY
https://www.fabsurplus.com/sdi_catalog/salesItemDetails.do?id=83824 | 83824 | PANASONIC | MF A 020LATNP | AC SERVO MOTOR | 1 | SPARES | excellent |  | as is where is | immediately | MF A020LATNP 200W RATED REV. 3000 CONT.TORQUE 0.64 NM INERTIA 0.4X 10 KG-M2 WEIGHT: 3 KG. DIMENSION: 13 CM. X 8 CM. X 21 CM. (H)
https://www.fabsurplus.com/sdi_catalog/salesItemDetails.do?id=83838 | 83838 | PARKER | 60 SERIES | QUICK COUPLING FEMALE COUPLER BH4-60 | 9 | Spares | new unused |  | as is where is | immediately | PRODUCT TYPE QUICK COUPLING FEMALE COUPLER TYPE 60 SERIES BODY SIZE 1/2" BODY MATERIAL BRASS PORT SIZE 1/2" - 14 PORT CONNECTION FEMALE NPTF TEMPERATURE RATING -40 DEG TO +250 DEG F PRESSURE RATING 1,000 PSI NITRILE INTERFACE SERIES B ISO 7241-1 VALVE TYPE POPPET LOCKING MECHANISM BALL FLOW RATE 12 GPM ADDITIONAL DETAIL TRADE/BRAND NAME SYNONYM TOTAL WEIGHT:4 KG. WEIGHT:0,4 KG FOR EACH DIMENSION: 5X5X12(H)
https://www.fabsurplus.com/sdi_catalog/salesItemDetails.do?id=84058 | 84058 | PATLITE | SEFW-A | SIGNAL TOWER | 1 |  | as new |  |  | immediately | VOLT 24 V AC/DC WATT 2W/1STACK WEIGHT:0,5 KG. DIMENSION: 6 X 6 X 34 (H)
https://www.fabsurplus.com/sdi_catalog/salesItemDetails.do?id=84232 | 84232 | Pepperl Fuchs | OBE5000-18GM70-SE5 | proximity sensor | 1 | Spares | good |  | as is where is | immediately | Pack of 2 used units
https://www.fabsurplus.com/sdi_catalog/salesItemDetails.do?id=84234 | 84234 | pepperl&fuchs | OBE5000-18GM70-E5-V1 | Proximity sensor | 1 | Spares | good |  | as is where is | immediately | one used sensor
https://www.fabsurplus.com/sdi_catalog/salesItemDetails.do?id=84073 | 84073 | Pfeiffer | PTR26761A | Pirani Gauge, D-35614 TPR265 | 2 | Spares | good | 2001-06-01 | as is where is | immediately | Pfeiffer vacuum, D-35614 typ: TPR265 NO: PTR26761A 14-30V, 1.5W qty 2 available
https://www.fabsurplus.com/sdi_catalog/salesItemDetails.do?id=83587 | 83587 | Pittman | GM9213E081 | GEAR motor 19.1 vdc 65.5:1 RATIO | 1 | Spares | good |  | as is where is | immediately | Used Motor, Pittman, with wires Will Ship from our AVEZZANO 67051 ITALY Warehouse
https://www.fabsurplus.com/sdi_catalog/salesItemDetails.do?id=83933 | 83933 | PM500 09 P | MASK | RETICLE | 1 |  | good |  | as is where is | immediately | RETICLE SEAL SHIPPING STORAGE WEIGHT 150 GR. DIMENSION: CM. 13,5 X CM.14,5 X CM.2 (H)
https://www.fabsurplus.com/sdi_catalog/salesItemDetails.do?id=83615 | 83615 | PMS | MICRO LPC-210 | MICROLASER PARTICLE COUNTER | 1 | MALVERN WR 13 LN | fair | 1989-01-31 23:00 | as is where is | immediately | MICROLASER PARTICLE COUNTER MICRO LPC-210 MALVERN WR 13 LN LPC-210 PARTICLE MEASURING SYSTEM INC. CAL. IDENT. No. 1PNS05 TEST DATE: JEN 03 NEXT TEST DUE :JEN 04 CAST.01698 291 330 SPT 6340Ù WEIGHT : 26 KG. DIMENSION: 67 CM.X 40 CM. X 20 CM. (H)
https://www.fabsurplus.com/sdi_catalog/salesItemDetails.do?id=83565 | 83565 | Power Launch (?) | FU100F | Valve tube electron tube | 2 |  | excellent | 2009-01-01 | as is where is | immediately | Ued pulled from working condition, in box, one new one in a box FU100F, from China/Taiwan
https://www.fabsurplus.com/sdi_catalog/salesItemDetails.do?id=69870 | 69870 | Power One | HPM5A2A2KS234 | 5V Switching Power Supply | 5 | TEST | good | 1998-05-31 22:00 | as is where is | immediately | POWER ONE INTERNATIONAL SERIES SWITCHING POWER SUPPLY. TUV CERTIFIED RU CERTIFIED E131905 CSA COMPONENT TYPE CUSTOM RECTIFIER LR38879 LEVEL 6 INPUT 50-60 HZ 230 V 23A MAX OUTPUT 2KW OUTPUT 5V 150 A LOCATED IN AVEZZANO, ITALY 67051 (NEAR ROME)
https://www.fabsurplus.com/sdi_catalog/salesItemDetails.do?id=69872 | 69872 | Power One | HPM5C1C1E1E1H1S240 | Switching Power Supply | 1 | TEST | good | 1998-06-01 | as is where is | immediately | POWER ONE INTERNATIONAL SERIES SWITCHING POWER SUPPLY. TUV CERTIFIED RU CERTIFIED E131905 CSA COMPONENT TYPE CUSTOM RECTIFIER LR38879 LEVEL 6 INPUT 50-60 HZ 230 V 23A MAX OUTPUT 2KW outputs: MODULE H1 3.3V AT 35 AMPS MODULE E1 28V AT 8.6 A MODULE E1 28V AT 8.6A MODULE C1 15V AT 16A MODULE C1 15V AT 16A LOCATED IN AVEZZANO, ITALY 67051 (NEAR ROME)
https://www.fabsurplus.com/sdi_catalog/salesItemDetails.do?id=69873 | 69873 | Power One | HPM5F2F2KS233 | 2V Switching Power Supply | 2 | TEST | good | 1998-06-01 | as is where is | immediately | POWER ONE INTERNATIONAL SERIES SWITCHING POWER SUPPLY. TUV CERTIFIED RU CERTIFIED E131905 CSA COMPONENT TYPE CUSTOM RECTIFIER LR38879 LEVEL 6 INPUT 50-60 HZ 230 V 23A MAX OUTPUT 2KW OUTPUT 2V 150 A LOCATED IN AVEZZANO, ITALY 67051 (NEAR ROME)
https://www.fabsurplus.com/sdi_catalog/salesItemDetails.do?id=69874 | 69874 | Power One | HPM5E2E2KS228 | 28 V Switching Power Supply | 2 | TEST | good | 1998-05-31 22:00 | as is where is | immediately | POWER ONE INTERNATIONAL SERIES SWITCHING POWER SUPPLY. TUV CERTIFIED RU CERTIFIED E131905 CSA COMPONENT TYPE CUSTOM RECTIFIER LR38879 LEVEL 6 INPUT 50-60 HZ 230 V 23A MAX OUTPUT 2KW OUTPUT 28V 27A LOCATED IN AVEZZANO, ITALY 67051 (NEAR ROME)
https://www.fabsurplus.com/sdi_catalog/salesItemDetails.do?id=69875 | 69875 | Power One | SPM2E1E1S304 | 28 V Switching Power Supply | 1 | TEST | good | 1998-05-31 22:00 | as is where is | immediately | POWER ONE INTERNATIONAL SERIES SWITCHING POWER SUPPLY. TUV CERTIFIED RU CERTIFIED E131905 CSA COMPONENT TYPE CUSTOM RECTIFIER LR38879 LEVEL 6 INPUT 50-60 HZ 230 V 23A MAX OUTPUT 500 watts OUTPUT 28V 8.6A LOCATED IN AVEZZANO, ITALY 67051 (NEAR ROME)
https://www.fabsurplus.com/sdi_catalog/salesItemDetails.do?id=83506 | 83506 | POWERTEC | 9J5-360-371 | SUPER SWITCHER TM SERIES POWER SUPPLY | 1 | 220 VOLTS | excellent | 1994-04-30 22:00 | as is where is | immediately | AC INPUT: 115V-/230V;40A/20A 50/60 HZ MAX TOTAL OUTPUT POWER 1800W
https://www.fabsurplus.com/sdi_catalog/salesItemDetails.do?id=83507 | 83507 | POWERTEC ASTEC | 9J8-200-371 | SUPER SWITCHER TM SERIES POWER SUPPLY | 1 | 220 VOLTS | excellent | 1994-01-31 23:00 | as is where is | immediately | AC INPUT: 115V-/230V;40A/20A 50/60 HZ MAX TOTAL OUTPUT POWER 1800W
https://www.fabsurplus.com/sdi_catalog/salesItemDetails.do?id=83508 | 83508 | POWERTEC ASTEC | 9K2-300-372 | SUPER SWITCHER TM SERIES POWER SUPPLY | 1 | 220 VOLTS | excellent | 1994-04-30 22:00 | as is where is | immediately | AC INPUT: 115V-/230V;20A/15A 50/60 HZ MAX TOTAL OUTPUT POWER 1100 W
https://www.fabsurplus.com/sdi_catalog/salesItemDetails.do?id=83509 | 83509 | POWERTEC ASTEC | 9J12-130-371 | SUPER SWITCHER TM SERIES POWER SUPPLY | 1 | 220 VOLTS | excellent | 1994-05-31 22:00 | as is where is | immediately | AC INPUT: 115V-/230V;24A/20A 50/60 HZ MAX TOTAL OUTPUT POWER 1800 W
https://www.fabsurplus.com/sdi_catalog/salesItemDetails.do?id=83510 | 83510 | POWERTEC ASTEC | 6C32-EE-371 | SUPER SWITCHER TM SERIES POWER SUPPLY | 1 | 220 VOLTS | excellent | 1994-06-30 22:00 | as is where is | immediately | AC INPUT: 115V-/230V;20A/10A 50/60 HZ MAX TOTAL OUTPUT POWER 800 W
https://www.fabsurplus.com/sdi_catalog/salesItemDetails.do?id=83928 | 83928 | PULNIX | TM-7EX | VIDEO CAMERA WITH FUJI NF35A-2 LENS | 1 |  | excellent | 1998-12-01 | as is where is | immediately | GAMMA 1.0 0.45 MGC FLD FRM TM-ZEX WEIGHT:GR.250 DIMENSION:13 CM. X 5 CM. X 5 CM.(H)
https://www.fabsurplus.com/sdi_catalog/salesItemDetails.do?id=74251 | 74251 | Qualiflow | AFC 50D | Mass Flow Controller;Meter,Spectrometer,Gas Mix, control | 1 | spares | good | 2009-11-01 | as is where is | immediately | Qualiflow AFC 50D Mass Flow Controller;Meter,Spectrometer,Gas Mix, control Last Calbrated 11/19/2009 N2
https://www.fabsurplus.com/sdi_catalog/salesItemDetails.do?id=84239 | 84239 | Raytheon | ELC-14947 | Directed light assembly, for ESI | 1 | Spares | good |  | as is where is | immediately | ESI / Raytheon Directed light Assembly ELC-14947
https://www.fabsurplus.com/sdi_catalog/salesItemDetails.do?id=77159 | 77159 | Renishaw | RGH24X30A00A | Encoder Head NEW IN BOX | 1 | Spares | as new |  | as is where is | immediately | Renishaw Encoder Head Brand new in box with cable Ships from our Boerne, TX Location
https://www.fabsurplus.com/sdi_catalog/salesItemDetails.do?id=53053 | 53053 | Rorze | RR304L90 | Wafer handling robot, with 5 ceramic robot blades | 1 | 200 mm | excellent | 1995-06-01 | as is where is | immediately | Model RORZE RR304L90 , with 5 ceramic fingers, five wafers at time In excellent condition. Removed from a working tool. Will ship to you from our warehouse in Avezzano 67051 Italy.
https://www.fabsurplus.com/sdi_catalog/salesItemDetails.do?id=83881 | 83881 | Rorze | BERC-RD023MS | 2P MICRO STEP DRIVER | 3 | VF C5622 | new in box |  | as is where is | immediately | RD-023MS 2P MICRO STEP DRIVER DC18V-40V WEIGHT: 250 GR. DIMENSION:11 CM. X 6 CM. X 3 CM.(H)FOR EACH
https://www.fabsurplus.com/sdi_catalog/salesItemDetails.do?id=56813 | 56813 | Roth & Rau | SiNA (Spare Parts) | Spare Parts from PECVD system for deposition of Silicon Nitride | 1 | Solar | excellent | 2010-10-01 | as is where is | immediately | Spare parts taken from PECVD system - List available on request. Roth & Rau SiNA Plus - Component Quantity Manual AEG_thyristor_typ_3A 1 Yes AEG_thyristor_typ1A&2A 1 Yes DEUBLIN_rotary_water_feedthrough_55 1 Yes ELERO_Compakt_EN 1 Yes ELERO_IBN-Compakt 1 Yes ELERO_Vario_EN 1 Yes EUCHNER_CMS-E-BR 1 Yes EUROTHERM_2408_manual 1 Yes EUROTHERM_2408_Profibus 1 Yes FESTO_CRVZS_Air-Reservoirs 1 Yes FESTO_DNC_gate pneumatic cylinder 1 Yes FESTO_JMFH_gate control valve 1 Yes FESTO_MS-series_Maint.unit 1 Yes FESTO_PEV_pressure switch 1 Yes FESTO_valve_terminal_1 1 Yes FESTO_valve_terminal_2 1 Yes HELIOS_RR_90521_0501_EN 1 Yes HELIOS_UK_158_159_EN 1 Yes HERAEUS_Heater_40kW 1 Yes IFM-PN7009 1 Yes IFM-SI1000 (short) 1 Yes IFM-SI1000 1 Yes JUMO_TB-TW 1 Yes LEISTER_MW-blower 1 Yes LENZE_9300_Servo_Position_controller 1 Yes LENZE_9300_Servo_Positioning_Controller 1 Yes LENZE_9300_Servo_Positioning_Controller_v2-3_EN 1 Yes LENZE_Frequency_inverters_8220_8240 1 Yes LENZE_Frequency_inverters_8220_8240_0702_EN 1 Yes MKS_Baratron_627b 1 Yes MKS_Baratron627b_eng 1 Yes MKS_MFC_1179 1 Yes MKS_MFC1179B_eng 1 Yes MUEGGE_MX016KG-110KL 1 Yes P+F_M5-MV5-32-115_(OBE5000-F28-SE5) 1 Yes P+F_OBE10M-18GM60-SE5-V1_(OBE5000-18GM70-SE5-V1) 1 Yes PFEIFFER_angle_valve_EVB160_EN_complete 1 Yes PFEIFFER_angle_valve_EVB160_EN_short 1 Yes PFEIFFER_gauge_PKR251 1 Yes PFEIFFER_gauge_TPR280 1 Yes PILZ_PNOZ X4 1 Yes R&R_area heater_RR-3X400-8K1+RR-3X400-10K2_ENG 1 Yes R&R_Plasma Source Manual 1 Yes R&R-area-heater 1 Yes SIEMENS_S7-300_AI_SM331 1 Yes SIEMENS_S7-300_AO_SM332 1 Yes SIEMENS_S7-300_DO_SM322 1 Yes SIEMENS_S7-300_IHB_e 1 Yes
https://www.fabsurplus.com/sdi_catalog/salesItemDetails.do?id=84373 | 84373 | SAMSUNG | MR16R0828AN1-CKB | 128 MB/8 RAM | 2 |  | excellent |  | as is where is | immediately | SAMSUNG 800-45 100 WEIGHT: 50 GR. DIMENSION: 3 X 0,3 CM X 13 (H) FOR EACH
https://www.fabsurplus.com/sdi_catalog/salesItemDetails.do?id=86303 | 86303 | Sankei Giken | TCW-12000 CV | Process Module Chiller | 1 | Facilities | excellent | 1996-07-01 | as is where is | immediately | See attached photos for details 3 phase 200 V 50/60 Hz 18/20 KVA
https://www.fabsurplus.com/sdi_catalog/salesItemDetails.do?id=106206 | 106206 | SANYO DENKI | RBA2C-202 | SERVO DRIVER MODULE | 2 | Spares | good |  | as is where is | immediately | QTY 2 Available. Sanyo Denki RBA2C-202 Super Robustsyn Servo Driver Module See attached photos for details
https://www.fabsurplus.com/sdi_catalog/salesItemDetails.do?id=83634 | 83634 | SCANLAB | RTC 2 Type XY-01 | PC INTERFACE BOARD | 2 | 20-TVS | new in box | 2006-07-31 22:00 | as is where is | immediately | PC interface board and software disk for galvanometer-based beam positioning system. DELIVERY DOCKET NO. 3032990 PART AND REV : 0112-002-10 ALTERA GEM.: IEC 61340-5-1 0506 WEIGHT FOR EACH: 0,50 KG DIMENSION: 22 CM. X 15 CM. X 5 CM. (H) FOR EACH PRICE: 499 USD FOR EACH BOARD
https://www.fabsurplus.com/sdi_catalog/salesItemDetails.do?id=83836 | 83836 | SCFH AIR | 100 PSIG |  | 1 |  | excellent |  | as is where is | immediately | 10420 SCFH AIR 100 PSIG MAX
https://www.fabsurplus.com/sdi_catalog/salesItemDetails.do?id=84387 | 84387 | SEEKA | UM-T50DT | PHOTO SENSOR | 5 |  | new in box |  | as is where is | immediately | UM-T50DT LOT NO. 512H,511H 2 PIECES UM-R5T LOT NO. 51OH 2 PIECES UM-T50DS LOT NO.62H,61J 1 PIECE WEIGHT: 110 GR. DIMENSION: 9 X 9 X 2 (H) THE PRICE IS FOR EACH
https://www.fabsurplus.com/sdi_catalog/salesItemDetails.do?id=21521 | 21521 | Seiko | SDI 4000 | operation manual for SDI 4000 Semiconductor process evaluation SEM | 1 | manual | good | 1995-06-01 | as is where is | immediately | ORIGINAL MANUAL NON-CLEANROOM PAPER
https://www.fabsurplus.com/sdi_catalog/salesItemDetails.do?id=52191 | 52191 | Seiko Seiki | SCU 301H | Turbo Pump Controller Unit | 1 | spares | excellent | 1999-06-01 | as is where is | immediately | Turbo Molecular pump Controller 6 kg 24 cm x 41 cm x 14 cm in excellent working condition
https://www.fabsurplus.com/sdi_catalog/salesItemDetails.do?id=71921 | 71921 | Seiko Seiki | SCU-1000C | Controller for Seiko Seiki STP 1000C Turbo pump | 1 | spares | excellent | 1999-10-01 | as is where is | immediately | For Axcelis GSD 200 implanter. Used , working condition 1200 VA 50/60 HZ 1 PHASE 200-240 VAC WEIGHT 21 KG CE MARKED DIMENSIONS 53 CM X 50 CM X 14 CM Not included cables. Pumps is available
https://www.fabsurplus.com/sdi_catalog/salesItemDetails.do?id=20268 | 20268 | SEKISUI | VANTEC SIGMA 200 K1 | Antistatic 200 MM Wafer shipping box | 13 | 200 mm | excellent | 2006-06-01 | as is where is | immediately | -Designed for storage and transport -The boxes can also be used not only for silicon wafer but also for compound semiconductor wafers. -Cover in Polycarbonate -Cushion in antistatic Polypropylene -Cassette in antistatic Polypropylene -Gasket Elastomer -Bottom in antistatic Polypropylene -used once and cleaned and sealed. -see attached specification for technical details.
https://www.fabsurplus.com/sdi_catalog/salesItemDetails.do?id=77185 | 77185 | Semco | C60 | Cleanstar PFA Valve C608075305A12HPW C60 HPW | 1 |  | good |  | as is where is | immediately | Gemu Semco Cleanstar PFA Valve C608075305A12HPW C60 HPW *USED* Semco Gemu Cleanstar C60 E012391 C608075305A12HPW valve PS 6.0bar PST 4,0 - 7,0bar ICH-88071584-00-517105 This valve is from our solar line, it appears new in the box, but it is opened and may have been used. Selling as-is. This item will ship from our Boerne, Texas USA warehouse.
https://www.fabsurplus.com/sdi_catalog/salesItemDetails.do?id=77189 | 77189 | Semco | 156 MM WAFER BOAT | Solar Wafer (156mm) Quartz Rack/Holder for a Furnace | 6 | 156mm | new unused | 2010-06-01 | as is where is | immediately | New, UNUSED. TOTAL QTY 6 AVAILABLE. FOR 156 MM SQUARE SOLAR WAFERS. BOX DIMENSIONS: 22 CM X 31 CM X 24 CM H , 1.1 KG PER QTY 1
https://www.fabsurplus.com/sdi_catalog/salesItemDetails.do?id=77191 | 77191 | Semco | Wafer Boat | Solar Wafer (156mm) Quartz wafer boat | 9 | 156mm | excellent |  | as is where is | immediately | New in the box, qty 8+ available, for 156 mm square solar wafers. Located at our Avezzano, Italy warehouse.
https://www.fabsurplus.com/sdi_catalog/salesItemDetails.do?id=77198 | 77198 | Semco | wafer boat | Solar Wafer (156mm square) Quartz Rack/Holder for a Furnace | 3 | 156mm | excellent |  | as is where is | immediately | Used in good condition
https://www.fabsurplus.com/sdi_catalog/salesItemDetails.do?id=77208 | 77208 | Semco | Wafer Boat | Solar Wafer Quartz wafer boat, 5" | 3 | 156mm | excellent |  | as is where is | immediately | Like new, Sold by each, In Boerne Warehouse. Sold as-is, where-is
https://www.fabsurplus.com/sdi_catalog/salesItemDetails.do?id=84364 | 84364 | Semitool | PA7230M | SRD Rotor | 1 | spares | good |  | as is where is | immediately | Semitool SRD Rotor Used,good condition PA7230M
https://www.fabsurplus.com/sdi_catalog/salesItemDetails.do?id=84365 | 84365 | Semitool | A72-20M | SRD Rotor | 1 | Spares | good |  | as is where is | immediately | Semitool SRD Rotor Used,good condition A72-20M 15364 515 3/8
https://www.fabsurplus.com/sdi_catalog/salesItemDetails.do?id=78169 | 78169 | Sensarray | 1530D-8-0023 | Process Probe Instrumented Wafer | 1 | 200 mm | excellent | 2003-05-31 22:00 | as is where is | immediately | 1500 series TC process probe. Sensarray's 1500 series of thermocouple process probe temperature instrumented wafers and substrates are used as a substitute for actual production wafers to capture temerature data experienced by the wafer in semiconductor processing equipment. The type 1530 can be used for hot and cold wall processing systems. The wafer has chromel-alumel type K thermocouples bonded into the wafer. See attached photos for further details of the process specification and useage of the wafer. Located in Naples, Italy. WEIGHT 850 GRAMMES DIMENSIONS 51 CM X 32 CM X 5 CM
https://www.fabsurplus.com/sdi_catalog/salesItemDetails.do?id=78170 | 78170 | Sensarray | 1530D-8-0023 | Process Prober Instrumented Wafer | 1 | 200 mm | excellent | 2003-07-01 | as is where is | immediately | 1500 series TC process probe. Sensarray's 1500 series of thermocouple process probe temperature instrumented wafers and substrates are used as a substitute for actual production wafers to capture temerature data experienced by the wafer in semiconductor processing equipment. The type 1530 can be used for hot and cold wall processing systems. The wafer has chromel-alumel type K thermocouples bonded into the wafer. See attached photos for further details of the process specification and useage of the wafer. Located in Naples, Italy. SERIAL NUMBER 53651 WEIGHT 850 GRAMMES DIMENSIONS 51 CM X 32 CM X 5 CM
https://www.fabsurplus.com/sdi_catalog/salesItemDetails.do?id=77161 | 77161 | Shimaden | SR91-8P-90-1N0 | Temperature Regulator | 1 | Spares | good |  | as is where is | immediately | Shimaden SR91 Temperature REGULATOR. Used, in good condition Will Ship from our AVEZZANO 67051 ITALY Warehouse
https://www.fabsurplus.com/sdi_catalog/salesItemDetails.do?id=83548 | 83548 | Shindengen | SDC05150G | 5V 150 A Regulated power supply, Advantest T5335P | 1 | Spares | good |  | as is where is | immediately | Removed from working service from Advantest T5335P tester SDC05150G WBL-PS5V150A
https://www.fabsurplus.com/sdi_catalog/salesItemDetails.do?id=105873 | 105873 | Shinmei Keiki | 0-1 kgf/cm2 | pressure gauge | 2 | spares | new unused |  | as is where is | immediately
https://www.fabsurplus.com/sdi_catalog/salesItemDetails.do?id=76610 | 76610 | SHOWA | 341 | Laboratory Power Supply - 4 channel | 1 | laboratory | excellent | 1998-05-01 | as is where is | immediately | -Deinstalled, warehoused. -In working condition -See photos for details -Available for immediate consignment -Can be inspected by appointment -Located in Avezzano 67051 Italy Config: Output: 0~-6V 0.5A 0~+12V 2A 0~+/-20V 0.5A Number of Chambers: Process: Power supply Comments: 1.GENERAL INFORMATION Tool ID PDE76 Serial Number 112349 Vintage Unknown OEM SHOWA ELECTRONICS Model Model 341 Process QUAD OUTPUT POWER SUPPLY Software Version Not specified 2.SAMPLE SPECIFICATION Sample Size Not Specified Sample Shape Not Specified Cassette Port Not Specified Wafer Cassette Not Specified SMIF Interface Not Specified 3. SYSTEM CONFIGURATION(based on a catalog) Spec. Power : 0～-6V 0.5A, 0～+12V 2A, 0～±20V 0.5A Options PDE76 Front Side PDE76 Back Side Serial Number
https://www.fabsurplus.com/sdi_catalog/salesItemDetails.do?id=76611 | 76611 | SHOWA ELECTRONICS | 511-16 | REGULATED DC POWER SUPPLY | 1 | laboratory | excellent |  | as is where is | immediately | -Deinstalled, warehoused. -In working condition -See photos for details -Available for immediate consignment -Can be inspected by appointment -Located in Avezzano 67051 Italy 1.GENERAL INFORMATION Tool ID PDE73 Serial Number 112403 Vintage Unknown OEM SHOWA ELECTRONICS Model REGULATED DC POWER SUPPLY 511-16 Process REGULATED DC POWER SUPPLY Software Version Not Specified 2.SAMPLE SPECIFICATION Sample Size Not Specified Sample Shape Not Specified Cassette Port Not Specified Wafer Cassette Not Specified SMIF Interface Not Specified 3. SYSTEM CONFIGURATION(based on a catalog) Spec. Ch : 4 Power : 0~16V Current : 9A Options PDE73 Front Side PDE73 Back Side Serial Number
https://www.fabsurplus.com/sdi_catalog/salesItemDetails.do?id=84237 | 84237 | SKF | 6002-2Z | bearings | 1 | Spares | good |  | as is where is | immediately | Pack of qty 2 sold as a pack, new old stock
https://www.fabsurplus.com/sdi_catalog/salesItemDetails.do?id=77152 | 77152 | SMC | RL17858 1030567 | 0.8MPS RODLESS PNEUMATIC CYLINDER *NEW* | 1 |  | as new | 2008-01-01 | as is where is | immediately | Like new, wrapped in plastic
https://www.fabsurplus.com/sdi_catalog/salesItemDetails.do?id=77157 | 77157 | SMC | ZX1101-K15LZB-D21L-X121 | Vacuum GENERATOR ZXF35 | 1 | Spares | new unused |  | as is where is | immediately | New in Box SMC ZXF1101-K15LZB-D21L-X121 Vacuum Ejector ZXF35
https://www.fabsurplus.com/sdi_catalog/salesItemDetails.do?id=77163 | 77163 | SMC | CDRB2BWU20-270S | ACTUATOR, ROTARY, VANE TYPE | 1 | Spares | as new |  | as is where is | immediately | New in Box SMC Actuator, Rotary Vane type CRB2H12 Ships from our AVEZZANO 67051 ITALY WAREHOUSE
https://www.fabsurplus.com/sdi_catalog/salesItemDetails.do?id=83547 | 83547 | SMC | IRS_056/09/GT | RODLESS PNEUMATIC CYLINDER *NEW* | 1 |  | as new | 2008-01-01 | as is where is | immediately | Like new, wrapped in plastic IRS_06/09/GT RL16953 Mx Pressure 0.8 MPa MY1B16-250A
https://www.fabsurplus.com/sdi_catalog/salesItemDetails.do?id=83612 | 83612 | SMC | CDRB2BWU20-270S | ACTUATOR, ROTARY, VANE TYPE | 1 | Spares | good |  | as is where is | immediately | USED, with connectors SMC Actuator, Rotary Vane type CRB2H12 Ships from our Boerne, TX Location
https://www.fabsurplus.com/sdi_catalog/salesItemDetails.do?id=83632 | 83632 | SMC | MHF2-12D1R | SMC cylinder | 1 |  | excellent |  | as is where is | immediately | Used, removed from working tool, sold as-is. SMC Cylinder Press. 0.1 - 0.7
https://www.fabsurplus.com/sdi_catalog/salesItemDetails.do?id=83839 | 83839 | SMC | CDQSWB20-35DC | COMPACT CYLINDER | 3 | Spares | new unused |  | as is where is | immediately | SMC Part Description:CYL, COMPACT *LQA SMC Products Line: ACTUATOR SMC Family: CQ2 COMPACT CYLINDER SMC Family Code: LD SMC Class Description:32MM CQ2 EUROPEAN WEIGHT: 250 GR DIMENSION:3,5 X 3,5 X 12 (H) THE PRICE IS FOR EACH
https://www.fabsurplus.com/sdi_catalog/salesItemDetails.do?id=83840 | 83840 | SMC | ECQ2B32-10DC | ACTUATOR, 32MM CQ2 DOUBLE-ACTING | 3 | Spares | new unused |  | as is where is | immediately | SMC Part Description: CYL, COMPACT *LQA SMC Products Line: ACTUATOR SMC Family: CQ2 COMPACT CYLINDER SMC Family Code: L7 SMC Class Description: 32MM CQ2 EUROPEAN WEIGHT: 100 GR DIMENSION:5 X 5 X 4 (H) THE PRICE IS FOR EACH 32MM CQ2 DOUBLE-ACTING 32MM CQ2 DOUBLE-ACTING
https://www.fabsurplus.com/sdi_catalog/salesItemDetails.do?id=83842 | 83842 | SMC | CQ2B25-25D | ACTUATOR CYLINDER | 5 | Spares | new unused |  | as is where is | immediately | CYL, COMPACT, ADJ STK EXTEND ACTUATOR 25MM CQ2 OTHERS (COMBO) 32MM CQ2 EUROPEAN WEIGHT: 150 GR DIMENSION:4 X 4 X 5,5 (H) THE PRICE IS FOR EACH 32MM CQ2 DOUBLE-ACTING
https://www.fabsurplus.com/sdi_catalog/salesItemDetails.do?id=83843 | 83843 | SMC | CQ2B25-20DC | ACTUATOR, CQ2 COMPACT CYLINDER | 3 | Spares | excellent |  | as is where is | immediately | CYL, COMPACT ACTUATOR CQ2 COMPACT CYLINDER 25MM CQ2 OTHERS (COMBO) 32MM CQ2 EUROPEAN WEIGHT: 100 GR DIMENSION:4 X 4 X 5 (H) THE PRICE IS FOR EACH 32MM CQ2 DOUBLE-ACTING
https://www.fabsurplus.com/sdi_catalog/salesItemDetails.do?id=83844 | 83844 | SMC | ECDQ2B32-30D | CQ2 COMPACT CYLINDER | 2 | Spares | new unused |  | as is where is | immediately | SMC ECDQ2B32-30D cyl, compact, CQ2 COMPACT CYLINDER NEW, UNUSED CONDITION. 25MM CQ2 OTHERS (COMBO) 32MM CQ2 EUROPEAN WEIGHT: 300 GR DIMENSION:6 X 4,5 X 8 (H) THE PRICE IS FOR EACH 32MM CQ2 DOUBLE-ACTING
https://www.fabsurplus.com/sdi_catalog/salesItemDetails.do?id=83845 | 83845 | SMC | ECDQ2B32-50D | COMPACT CYLINDER | 1 | Spares | excellent |  | as is where is | immediately | SMC ECDQ2B32-50D WEIGHT:400 GR. DIM:5,5 X 4,5 X 9 (H) 32MM CQ2 DOUBLE-ACTING
https://www.fabsurplus.com/sdi_catalog/salesItemDetails.do?id=83867 | 83867 | SMC | MXS16-30 AS | cyl, slide table, MXS/MXJ GUIDED CYLINDER | 1 | SPARES | new in box |  | as is where is | immediately | PRESS 0.15-07 MPa 15-7 1 KGF/CM 22-100 PSI WEIGHT: 700 GR. DIMENSION: 8,5 CM. X 8 CM. X 4 CM.(H)
https://www.fabsurplus.com/sdi_catalog/salesItemDetails.do?id=83868 | 83868 | SMC | CDQ1B32-40D | CYL compact, CQ2 COMPACT CYLINDER | 1 | SPARES | new in box |  | as is where is | immediately | MAX PRESS 9.9 KGF/CM 140 PSI PQ D80 WEIGHT: 700 GR. DIMENSION: 10 CM. X 15 CM. X 7,5 CM.(H)
https://www.fabsurplus.com/sdi_catalog/salesItemDetails.do?id=83869 | 83869 | SMC | CDQ1B40-20DM | CYLINDER compact, CQ2 COMPACT CYLINDER | 1 | SPARES | new in box |  | as is where is | immediately | MAX PRESS 9.9 KGF/CM 140 PSI OQ 20 DM D80 BIN: SU 225-2-D WEIGHT: 500 GR. DIMENSION: 9 CM. X 5 CM. X 8 CM.(H)
https://www.fabsurplus.com/sdi_catalog/salesItemDetails.do?id=83872 | 83872 | SMC | DF9N | VALVES | 2 | SPARES | excellent |  | as is where is | immediately | CKD DF9N WEIGHT: 100 GR. DIMENSION:12 CM. X 2 CM. X 5 CM.(H) FOR EACH
https://www.fabsurplus.com/sdi_catalog/salesItemDetails.do?id=84079 | 84079 | SMC | CDY1S15H | TESTED | 2 |  | as new | 1994-07-01 | as is where is |  | CDY 1S15H WIP 43031 INITIAL 7 GM 06861 WEIGHT: 1,350 KG. DIMENSION: 10 X 28 X 4 (H)
https://www.fabsurplus.com/sdi_catalog/salesItemDetails.do?id=84214 | 84214 | SMC | ULUSP-00005 | PNEUMATIC MANIFOLD BASE BLOCK with SMC VL-14 VL-15 VL-16 | 2 | Spares | good |  | as is where is | immediately | on ebay
https://www.fabsurplus.com/sdi_catalog/salesItemDetails.do?id=84225 | 84225 | SMC | CY 4R08 | CY3B15-300 CYLINDER | 1 | Spares | as new |  | as is where is | immediately | SMC CY3B15-300 cyl, rodless, mag. coupled, CY3B MAGNETICALLY COUPLED CYL. WEIGHT:400 GR. DIMENSION: 4 X 4 X 40 (H)
https://www.fabsurplus.com/sdi_catalog/salesItemDetails.do?id=84236 | 84236 | SMC | ZPT25US-B5 | Suction cups | 1 | Spares | good |  | as is where is | immediately | new in the pack, qty 5 for sale
https://www.fabsurplus.com/sdi_catalog/salesItemDetails.do?id=84256 | 84256 | SMC | WO 36517 | RODLESS CYLINDER | 1 |  | as new | 1994-02-01 | as is where is | immediately | CY1B25H-530 MAX PRESSURE 7 BAR WO 36517 WEIGHT: 1,2 KG. DIMENSION: 5 X 5 X 67 (H)
https://www.fabsurplus.com/sdi_catalog/salesItemDetails.do?id=84259 | 84259 | SMC | CMFN20-50 | AIR CYLINDER | 1 |  | as new |  | as is where is | immediately
https://www.fabsurplus.com/sdi_catalog/salesItemDetails.do?id=84262 | 84262 | SMC | CDGBN20-204 | AIR CYLINDER | 3 |  | good |  | as is where is | immediately | TOTAL WEIGHT: 1,300 KG. DIMENSION FOR EACH: 6 X 5 37 (H) CDBN20-204 B803 MAX PRESS. 1.0 MPa CDMK20-250 MAX PRESS. 1.0 MPa CDG1BA20-222 MAX PRESS. 1.0 MPa 145 psi
https://www.fabsurplus.com/sdi_catalog/salesItemDetails.do?id=84263 | 84263 | SMC | CDM2BZ20-125 | AIR CYLINDER | 2 |  | good |  | as is where is | immediately | CDM2BZ20-125 -C80 MAX PRESSURE 1.0 MPa 145 PSa TOTAL WEIGHT: 500 GR. DIMENSION FOR EACH: 4 X 3 X 23 (H)
https://www.fabsurplus.com/sdi_catalog/salesItemDetails.do?id=84264 | 84264 | SMC | CMFN20-50 | AIR CYLINDER | 1 |  | good |  | as is where is | immediately | CMFN20-50 MAX PRESSURE: 9.9 PSI UP TOTAL WEIGHT: 220 GR. DIMENSION FOR EACH: 8 X 4 X 17 (H)
https://www.fabsurplus.com/sdi_catalog/salesItemDetails.do?id=84267 | 84267 | SMC | CDM2RA20-190 | AIR CYLINDER | 1 |  | excellent |  | as is where is | immediately | AIR CYLINDER CDM2RA20-190 X339 MAX PRESS: 1.0 MPa WEIGHT: 250 GR. DIMENSION: 3 X 3 X 29 (H)
https://www.fabsurplus.com/sdi_catalog/salesItemDetails.do?id=84268 | 84268 | SMC | CDG1FA20-222 | AIR CYLINDER | 1 |  | excellent |  | as is where is | immediately | AIR CYLINDER CDG1FA20-222 CZ MAX PRESS: 1.0 MPa 145 PSI WEIGHT: 400 GR. DIMENSION: 3,5 X 3,5 X 34 (H)
https://www.fabsurplus.com/sdi_catalog/salesItemDetails.do?id=84269 | 84269 | SMC | CDJ2F16 | AIR CYLINDER | 1 |  | excellent |  | as is where is | immediately | AIR CYLINDER CDJ2F16-250-B MAX PRESS: 0,7 MPa 100 PSI WEIGHT: 200 GR. DIMENSION: 4 X 2 X 32,5 (H)
https://www.fabsurplus.com/sdi_catalog/salesItemDetails.do?id=53268 | 53268 | Sorensen | SS200-S0120 | Power Supply Megatest Part number 113849 | 3 | Spares | excellent | 1994-05-31 22:00 | as is where is | immediately | Megatest Part Number:113849 Vintage 1994 Qty 3 Available Input: 230V 18A Output: 5V 360A
https://www.fabsurplus.com/sdi_catalog/salesItemDetails.do?id=83505 | 83505 | SORENSEN | 220 VOLTS | POWER SUPPLY | 3 | 220 VOLTS | excellent | 1994-11-30 23:00 | as is where is | immediately
https://www.fabsurplus.com/sdi_catalog/salesItemDetails.do?id=7689 | 7689 | Special Optics | Beam Enlarger for Argon Ion Laser | Beam Enlarger for Argon Ion laser | 2 | parts | good | 1992-06-01 | as is where is | immediately | Removed from an Insystems 8800 inspection system which uses holograms to evidence very small defects in wafers. Two available. Lens diameter 18 cm Warehoused in Avezzano (AQ) , Italy.
https://www.fabsurplus.com/sdi_catalog/salesItemDetails.do?id=7690 | 7690 | Special Optics | Fourier Transform Lens | Fourier transform Lens for Argon Ion laser | 2 | parts | good | 1992-06-01 | as is where is | immediately | Removed from an Insystems 8800 inspection system which uses holograms to evidence very small defects in wafers. Two available. Lens diameter 34 cm Warehoused in Avezzano (AQ) , Italy.
https://www.fabsurplus.com/sdi_catalog/salesItemDetails.do?id=53037 | 53037 | Special Optics |  | Half silvered mirror 10" X 14" | 1 | spares | excellent |  | as is where is | immediately | Optics coming from an equipment called INsystem
https://www.fabsurplus.com/sdi_catalog/salesItemDetails.do?id=53038 | 53038 | Special Optics | Custom | Motorized Iris 6" | 1 | spares | excellent |  | as is where is | immediately | Motorized Iris assembly, see images for details.
https://www.fabsurplus.com/sdi_catalog/salesItemDetails.do?id=53039 | 53039 | Special Optics |  | Mirror, 9" X 7" | 1 | spares | excellent |  | as is where is | immediately | Optics coming from an equipment called INsystem, no pictures provided, mirror is sealed.
https://www.fabsurplus.com/sdi_catalog/salesItemDetails.do?id=53040 | 53040 | Special Optics |  | APOD #113 | 1 | spares | excellent |  | as is where is | immediately | Optics coming from an equipment called INsystem
https://www.fabsurplus.com/sdi_catalog/salesItemDetails.do?id=53043 | 53043 | Special Optics |  | Beam expander | 1 | spares | excellent |  | as is where is | immediately | Optics coming from an equipment called INsystem
https://www.fabsurplus.com/sdi_catalog/salesItemDetails.do?id=84414 | 84414 | SQUARED | SBO-2 | SWITCH | 3 | 3536 | good |  | as is where is | immediately | CLASS 3 Ui 660 V I TH 21 A CLASS 1538 TYPE SBO-2 FORM S SERIES A KW 5.5 7.5 HP KW 10 HP 13,5 WEIGHT: KG. 1,7 DIMENSION: 9 X 11 X 17,2 (H) FOR EACH
https://www.fabsurplus.com/sdi_catalog/salesItemDetails.do?id=84376 | 84376 | STARTECH | GC9SF | GENDER CHANGER | 1 |  | excellent |  | as is where is | immediately | DB9 FEMALE MINI GENDER CHANGER WEIGHT:50 GR. DIMENSION: 2 X 8,2 CM X 15 (H)
https://www.fabsurplus.com/sdi_catalog/salesItemDetails.do?id=84297 | 84297 | Staubli | 308998-001 | RX90 robot controller | 1 | spares | excellent |  | as is where is | immediately | Staubli / FSI Robot controller for RX90 ASML 4022-485-18511-FET Excellent condition
https://www.fabsurplus.com/sdi_catalog/salesItemDetails.do?id=84022 | 84022 | Sun | Ultrasparc 60 | Unix computer from Teradyne J994 | 1 | Test | good | 1996-12-31 23:00 | as is where is | immediately | This is the Sun Microsystems workstation from a Teradyne J994 test system. It is in working condition. The exact model is Sun Ultra 60 Creator 3D P/n 600-6492-01 s/n 019H2A44 The installed hard disk is an IBM DORS-32160 SCSI. The capacity is 2100 MB See attached photos for details. Location of item: Naples office, Napoli 80123 Italy. Weight and dimensions of item:- 51 cm x 21 cm x 47 cm 17 kg
https://www.fabsurplus.com/sdi_catalog/salesItemDetails.do?id=84023 | 84023 | Sun | Ultrasparc 60 (Hard Disk Drive) | Hard Disk from Unix computer from Teradyne J994 | 1 | Test | good | 1997-01-01 | as is where is | immediately | Hard disk from a Sun Microsystems workstation from a Teradyne J994 test system. It is in working condition. The exact model of the workstation was Sun Ultra 60 Creator 3D P/n 600-6492-01 hard disk is an IBM DORS-32160 SCSI. The capacity is 2100 MB See attached photo for details. Location of item: Naples office, Napoli 80123 Italy.
https://www.fabsurplus.com/sdi_catalog/salesItemDetails.do?id=84380 | 84380 | SUNX | SS-A5 | SENSOR CONNECTIONS | 6 |  | new in box |  | as is where is | immediately | 3C3K 0110-4100-00 WEIGHT: 200 GR. DIMENSION: 15 X 9 X 4 (H) FOR EACH THE PRICE IS FOR EACH
https://www.fabsurplus.com/sdi_catalog/salesItemDetails.do?id=84381 | 84381 | SUNX | CX-21/FX/SU | SENSOR SYSTEM | 6 | C8 | new in box |  | as is where is | immediately | CX-21 C8 2 PIECES FX-7 A8 2 PIECES FX-13 D8 1 PIECE SU-7 K8 1 PIECE WEIGHT: 150 GR. DIMENSION: 13 X 9 X 4 (H) FOR EACH
https://www.fabsurplus.com/sdi_catalog/salesItemDetails.do?id=84382 | 84382 | SUNX | SU-7 LO | SENSOR & SYSTEM | 3 | HB 012 | new in box |  | as is where is | immediately | WEIGHT: 150 GR. DIMENSION: 13 X 9 X 4 (H) FOR EACH
https://www.fabsurplus.com/sdi_catalog/salesItemDetails.do?id=84383 | 84383 | SUNX | GSA-5S | QUALITY PROXIMITY SENSOR | 2 | HB 012 | new in box |  | as is where is | immediately | GSA-5S PS-930GA-1KJ NO.B7075 GSA-5S PS-930GA-1 NO.18076 WEIGHT: 500 GR. DIMENSION: 11 X 7 X 9 (H) FOR EACH THE PRICE IS FOR EACH SINGLE ITEM
https://www.fabsurplus.com/sdi_catalog/salesItemDetails.do?id=84384 | 84384 | SUNX | SS-AT1 / SS2-300E | SENSOR SYSTEM | 2 |  | new in box |  | as is where is | immediately | SS-AT1 I5 SS2-300E 1J WEIGHT: 150 GR. DIMENSION: 8 X 8 X 4 (H) FOR EACH
https://www.fabsurplus.com/sdi_catalog/salesItemDetails.do?id=84385 | 84385 | SUNX | SH-21E | SENSOR SYSTEM | 1 |  | new in box |  | as is where is | immediately | WEIGHT: 100 GR. DIMENSION: 9 X 8 X 2,5 (H)
https://www.fabsurplus.com/sdi_catalog/salesItemDetails.do?id=69782 | 69782 | Super vexta | udk5114n | 5-phase driver | 1 |  | excellent |  | as is where is | immediately | 5 phase Driver and Motor UPK-566 NAC in origional packaging.
https://www.fabsurplus.com/sdi_catalog/salesItemDetails.do?id=70302 | 70302 | SURPASS | PTC 3/8 NU | PRESSURE SENSOR FOR EBARA FREX 200 | 1 | SPARES | new unused |  | as is where is | immediately | PTFE PRESSURE SENSOR FOR EBARA FREX 200
https://www.fabsurplus.com/sdi_catalog/salesItemDetails.do?id=87367 | 87367 | SVG | 99-46450-01 | 9200SE SVG ASML 90 track Z-robot | 1 | Robot | good |  | as is all rebuilt | immediately | -Sold "as is". -See attached photos for the condition -Untested, sold as-is for parts/refurbishment
https://www.fabsurplus.com/sdi_catalog/salesItemDetails.do?id=72155 | 72155 | SVG /ASM | 128197-001 | HEATER ELEMENT, HCGI | 1 | Spares | new in box | 2003-01-31 23:00 | as is where is | immediately | At the warehouse of Fabsurplus Italy, location Avezzano 67051 Italy.See attached photos for condition. NEW, Unused heater element. In original crate. s/n H2028 Heater dimensions: OD 84 X 24 X 29, L= 166 CM , ID = 30.5 CM, OD= 41.5 CM Box size 214 cm x 61 cm x 73 cm. Approx. weight 200 KG Date of manufacture 2-7-03
https://www.fabsurplus.com/sdi_catalog/salesItemDetails.do?id=106941 | 106941 | SVG Thermco | 168150-002 REV 3 S13 | RELAY BOARD PCB | 1 | Spares | excellent |  | as is where is | immediately | BOARD FOR A THERMCO HORIZONAL FURNACE. SEE ATTACHED PHOTO FOR DETAILS. DEINSTALLED FROM WORKING.
https://www.fabsurplus.com/sdi_catalog/salesItemDetails.do?id=106942 | 106942 | SVG Thermco | 606200-01 REV 3 S5 | WAF CRT MOTION CONTROL I/F PCB | 1 | Spares | excellent | 2001-06-01 | as is where is | immediately | BOARD FOR A THERMCO HORIZONAL FURNACE. SEE ATTACHED PHOTO FOR DETAILS. DEINSTALLED FROM WORKING.
https://www.fabsurplus.com/sdi_catalog/salesItemDetails.do?id=106943 | 106943 | SVG Thermco | 606210-01 REV 4 S4 | CLPB MOTION CONTROL I/F PCB | 1 | Spares | new unused | 2001-06-01 | as is where is | immediately | BOARD FOR A THERMCO HORIZONAL FURNACE. SEE ATTACHED PHOTO FOR DETAILS. NEW UNUSED
https://www.fabsurplus.com/sdi_catalog/salesItemDetails.do?id=108979 | 108979 | SVG Thermco | 606314-02 REV E | Galil Motion Controller CMU PCB, DMC 1330 | 1 | Spares | excellent |  | as is where is | immediately | Deinstalled and warehoused. Located at our warehouse in Avezzano (AQ) 67051 Italy. Available for immediate purchase. SEE ATTACHED PHOTOS FOR DETAILS OF THE CONDITION. GALIL MOTION CONTROL DMC 1330-D130N07G 3 AXIS VME BUS
https://www.fabsurplus.com/sdi_catalog/salesItemDetails.do?id=108980 | 108980 | SVG Thermco | 606314-02 REV 1 | Galil Motion Controller CMU PCB, DMC 1330 | 1 | Spares | excellent |  | as is where is | immediately | Deinstalled and warehoused. Located at our warehouse in Avezzano (AQ) 67051 Italy. Available for immediate purchase. SEE ATTACHED PHOTOS FOR DETAILS OF THE CONDITION. GALIL MOTION CONTROL DMC-1330-D130N07G 3 AXIS VME BUS
https://www.fabsurplus.com/sdi_catalog/salesItemDetails.do?id=108982 | 108982 | SVG Thermco | 606180-01 rev 04 | WTU MOTION CONTROL I/F PCB | 1 | Spares | excellent | 2001-06-01 | as is where is | immediately | DEINSTALLED AND WAREHOUSED. AT OUR AVEZZANO, ITALY 67051 WAREHOUSE SEE ATTACHED PHOTOS FOR DETAILS
https://www.fabsurplus.com/sdi_catalog/salesItemDetails.do?id=108983 | 108983 | SVG Thermco | 168160-001 REV 4 | PCB, ANALOG ATMOSPHERE APL | 1 | Spares | excellent | 1998-06-01 | as is where is | immediately | A brand new PCB in original OEM wrapping. The bag has been opened in order to take photos of the PCB. This consists of 2 PCBs, one mounted on the other:- ANALOG ATM ASSY 168160-001 REV 4 S/N 10100 ATM ANALOG ADJUST ASSY 168170-001 REV 4 S/N 10108
https://www.fabsurplus.com/sdi_catalog/salesItemDetails.do?id=108984 | 108984 | SVG Thermco | 606210-01 REV 4 | S4 CLPB MOTION CONTROL INTERFACE PCB | 1 | Spares | new unused | 2001-08-01 |  | immediately | NEW PCB IN ORIGINAL BAG. BAG HAS BEEN OPENED TO TAKE PHOTOS
https://www.fabsurplus.com/sdi_catalog/salesItemDetails.do?id=108985 | 108985 | SVG Thermco | VMEXB12D-CS | VMEBus J1/J2 Common Substrate Extender Board | 1 | Spares | good | 2004-06-01 | as is where is | immediately | EXTENDER BOARD. MADE BY DAWN VME PRODUCTS DAWN ASSY 06-1004072
https://www.fabsurplus.com/sdi_catalog/salesItemDetails.do?id=108986 | 108986 | SVG Thermco | 165220-001 REV B | EXTENDER BOARD | 1 | Spares | good |  | as is where is | immediately | SEE PHOTOS FOR DETAIL. ORIGINAL OEM MANUFACTURER EXTENDER BOARD WILL SHIP TO YOU FROM OUR AVEZZANO 67051 ITALY WAREHOUSE
https://www.fabsurplus.com/sdi_catalog/salesItemDetails.do?id=83909 | 83909 | SWAGELOK | 12M06 | TUBE FITTINGS & VALVE | 9 |  | new |  | as is where is | immediately | SNO-TRIK TUBE FITTINGS & VALVE FOR HIGH PRESSURE NUPRO CAJON PRECISION PIPE FITTINGS SNO-TRIK WEIGHT: GR. 900 DIMENSION:12 CM. X 9 CM. X CM. 5 (H)
https://www.fabsurplus.com/sdi_catalog/salesItemDetails.do?id=83910 | 83910 | SWAGELOK | 55-8-VCO-4 | TUBE FITTINGS | 5 |  | new |  | as is where is | immediately | WEIGHT: GR. 150 DIMENSION:DIAMETER LARGE: 2,3 CM DIAMETER LITTLE:1,8 CM.
https://www.fabsurplus.com/sdi_catalog/salesItemDetails.do?id=83911 | 83911 | SWAGELOK | SS-4-VCO-3 | TUBE FITTINGS | 15 |  | new |  | as is where is | immediately | IPE 57
https://www.fabsurplus.com/sdi_catalog/salesItemDetails.do?id=83912 | 83912 | SWAGELOK | SS-4-VCO-4 | TUBE FITTINGS | 9 |  | new |  | as is where is | immediately | IPE 56
https://www.fabsurplus.com/sdi_catalog/salesItemDetails.do?id=83913 | 83913 | SWAGELOK | SS-605-4 | TUBE FITTINGS | 12 |  | new |  | as is where is | immediately | IPE 63
https://www.fabsurplus.com/sdi_catalog/salesItemDetails.do?id=83915 | 83915 | SWAGELOK | GLV-4MW-3 | WELD FITTINGS | 2 | L-606A | new |  | as is where is | immediately | MICROBETT CAJON 316LV 6LV-4MW-3 R26GY0047 PO999318 NORDI CR/SS IPE 57
https://www.fabsurplus.com/sdi_catalog/salesItemDetails.do?id=83919 | 83919 | SWAGELOK | 207/235/332 | TUBE FITTINGS | 4 |  | new |  | as is where is | immediately | IPE 108 GR.100 DIMENSION:CM.14 X CM.2 X CM. 2 IPE 110 GR.100 DIMENSION:CM. 9 X CM.5 X CM. 2 IPE 112 GR. 90 DIMENSION:CM. 6 X CM.5 X CM.2 IPE 113 GR. 80 DIMENSION:CM. 7 X CM.5 X CM.2
https://www.fabsurplus.com/sdi_catalog/salesItemDetails.do?id=79890 | 79890 | Systron Donner | DL 40 - 2A | Powe Supply - single and dual voltage | 1 |  | excellent |  | as is where is | immediately | IN GOOD WORKING CONDITION LOCATION - AVEZZANO 67051 ITALY WAREHOUSED CAN BE INSPECTED BY APPOINTMENT
https://www.fabsurplus.com/sdi_catalog/salesItemDetails.do?id=83522 | 83522 | TDK | E S R 05-12R-3 | SWITCHING REGULATOR | 1 | NEC CORPORATION | excellent |  |  | immediately | POWER SUPPLY ESR -3 05-12R AC 100V DC 5V 12 A
https://www.fabsurplus.com/sdi_catalog/salesItemDetails.do?id=84502 | 84502 | TED PELLA INC | CAT 622 M | TIN SPHERES ON CARBON | 2 | 17.8mm Mount | new in box |  | as is where is | immediately | P.O.BOX 492477 REDDING,CA 96049 CAT 622M TIN SPHERES ON CARBON 17.8mm Mount
https://www.fabsurplus.com/sdi_catalog/salesItemDetails.do?id=21135 | 21135 | TEL TOKYO ELECTRON | UPGRADE FOR SCCM OXIDE TOOL | KIT FOR UPGRADE FOR SCCM OXIDE TOOL | 1 | SPARES | excellent |  | as is where is | immediately | kit for upgrade of sccm oxide tel etcher. refer to the attached parts list for details
https://www.fabsurplus.com/sdi_catalog/salesItemDetails.do?id=77089 | 77089 | TEL TOKYO ELECTRON | 3387-002688-12 | Tel P8XL Camera assembly | 1 | Spares | for spares use |  | as is where is | immediately | Used Tel P8XL Camera assembly, not working Sold for parts or repair only
https://www.fabsurplus.com/sdi_catalog/salesItemDetails.do?id=83832 | 83832 | TEL Tokyo Electron | 028-016314-1 | FITTING TUBE...1016-0 8 | 1 | SPARES | new unused |  | as is where is | immediately | new and in original packing
https://www.fabsurplus.com/sdi_catalog/salesItemDetails.do?id=86253 | 86253 | TEL TOKYO ELECTRON | 2985-429208-W4 | ACT 12 2985-429208-W4 ADH SUB UNIT BASE ASSY ADHESIVE MODULE | 1 | 300 mm | good |  | as is where is | immediately | Tokyo Electron Hot Plate Used for ACT12 2985-429208-W4 300mm ACT 12 2985-429208-W4 ADH SUB UNIT BASE ASSY ADHESIVE MODULE Used in good condition, needs testing/refurbishment, sold as-is PACKAGED DIMENSIONS: 62 CM X 67 CM X 40 CM (H) WEIGHT
https://www.fabsurplus.com/sdi_catalog/salesItemDetails.do?id=83553 | 83553 | TEMPTRONIC | TP22-2 | TEMPERATURE TEMP SET | 1 | TP22-2 | good | 1986-12-01 | as is where is | immediately
https://www.fabsurplus.com/sdi_catalog/salesItemDetails.do?id=83829 | 83829 | TEMPTRONIC | THERMO SPOT | THERMO SPOT HEATING HEAD | 1 | SPARES | excellent |  | as is where is | immediately | WEIGHT: KG. 0,5 DIMENSION: 5 CM. X 5 CM. X 20 CM. (H)
https://www.fabsurplus.com/sdi_catalog/salesItemDetails.do?id=83575 | 83575 | TENCOR INSTRUMENTS | AC 100V | POWER SW | 1 | AC 100 V | excellent | 1996-04-01 | as is where is |  | GPIB TTY TERMINAL KEY CASSETTE STATE LAMP FUSE 3A WEIGHT 6 KG. DIMENSION: 40 CM. X 30 CM X 14 CM (H)
https://www.fabsurplus.com/sdi_catalog/salesItemDetails.do?id=83576 | 83576 | TENCOR INSTRUMENTS | AC 100-120 V | POWER SW | 1 | AC 100-120 V | good | 1995-11-01 | as is where is | immediately | AC 100-120 V TO COMPUTER TO PRINTER J1 J2 J6 J7
https://www.fabsurplus.com/sdi_catalog/salesItemDetails.do?id=78168 | 78168 | Teradyne | 950-656-00 rev B | PCB from test system | 1 | Spares | good | 2000-06-01 | as is where is | immediately | Teradyne 950-656-00 rev B PCB from teradyne J994 tester. This board contains also the following sub-assemblies: Qty 4 950-735-00 rev A Qty 6 950-597-00 rev A Weight 4 kg Dims. 51.5 cm x 38 cm x 10 cm
https://www.fabsurplus.com/sdi_catalog/salesItemDetails.do?id=78361 | 78361 | Teradyne | J971SP (Spares) | Boards from VLSI test system | 1 | Test | for spares use | 1997-01-01 | as is where is | immediately | The items which are available are all the boards from the system,. The mainframe of the system has been scrapped. Date: 2-24-97 De-installed, warehoused Board config:- Position Board Part number 10 950-561-04/A 60620 9547 11 950572-04/A 61219 9345 12 950-572-04/A 02919 9949 13 950-569-03/A 61419 9314 14 950-569-03/A 61419 9314 15 Blank 16 Blank 17 950-566-01/A 70620 9448 18 950-566-01/A 60520 9448 19 950-558-00/A 64620 9509 20 950-569-03/A 61419 9314 21 950-569-03/A 61419 22 Blank 23 Blank 24 950-562-00/A 75019 9226 25 950-560-00/A 93610 9918 26 950-562-00/A 61220 9226 27 950-556-01/A 80419 9422 28 950-681-00/A 74920 9319 29 Blank 30 950-777-01/- 6500L 31 950-662-02/A 60619 9341 32 950-662-02/A 60719 9341 33 Blank 34 Blank 35 953-03-01/- 72021 9720 36 Blank 37 Blank 38 Blank 39 Blank 40 950-540-00/A 53420 9506 41 950-542-00/- 30420 9208 42 Blank 43 950-220-02/A 42419 9251 44 Blank 45 Blank 46 Blank 47 Blank 48 Blank 49 Blank 80 950-421-01/A 72019 9517 81 950-217-04/B 61820 9536 82 Blank 83 Blank 84 Blank 85 Blank 86 Blank 87 Blank 88 950-574-01/A 71620 9541 89 950-568-00/A 73419 9710 90 950-421-01/A 61819 9517 91 Blank 92 950-713-001 82220 9702 93 Blank 94 950-687-01/D 9752 95 Blank 96 Blank 97 950-212-03/B 5519 9328 98 Blank 99 Blank
https://www.fabsurplus.com/sdi_catalog/salesItemDetails.do?id=80215 | 80215 | Teradyne | 950-662-02/A | Teradyne J971 PCB, Removed from working system, warehoused, additional numbers on board 60619 9341 | 2 | Spares | good |  | as is where is | immediately | Teradyne J971 P.C.B. for immediate sale. qty 2 available. De-installed from a working system. Located at our Avezzano 67051 Italy warehouse.
https://www.fabsurplus.com/sdi_catalog/salesItemDetails.do?id=80216 | 80216 | Teradyne | 953-003-01 | Teradyne J971 PCB, Removed from working system, warehoused, additional numbers on board 7221 9720 | 1 | Spares | good |  | as is where is | immediately | Teradyne J971 P.C.B. for immediate sale. De-installed from a working system. Located at our Avezzano 67051 Italy warehouse.
https://www.fabsurplus.com/sdi_catalog/salesItemDetails.do?id=80217 | 80217 | Teradyne | 950-542-00 | Teradyne J971 PCB, Removed from working system, warehoused, additional numbers on board 30420 9208 | 1 | Spares | good |  | as is where is | immediately | Teradyne J971 P.C.B. for immediate sale. De-installed from a working system. Located at our Avezzano 67051 Italy warehouse.
https://www.fabsurplus.com/sdi_catalog/salesItemDetails.do?id=80218 | 80218 | Teradyne | 950-541-00 REV A | Teradyne J971 PCB, Removed from working system, warehoused, additional numbers on board /A 53420 9208 | 1 | Spares | good |  | as is where is | immediately | Teradyne J971 P.C.B. for immediate sale. De-installed from a working system. Located at our Avezzano 67051 Italy warehouse.
https://www.fabsurplus.com/sdi_catalog/salesItemDetails.do?id=80219 | 80219 | Teradyne | 950-421-01/A | Teradyne J971 PCB, Removed from working system, warehoused, additional numbers on board /A 61819 9517 | 2 | Spares | good |  | as is where is | immediately | Teradyne J971 P.C.B. for immediate sale. De-installed from a working system. Located at our Avezzano 67051 Italy warehouse.
https://www.fabsurplus.com/sdi_catalog/salesItemDetails.do?id=80220 | 80220 | Teradyne | 950-713-00 | Teradyne J971 PCB, Removed from working system, warehoused, additional numbers on board 2220 9702 Z18XX | 1 | Spares | excellent |  | as is where is | immediately | Teradyne J971 P.C.B.for immediate sale. De-installed from a working system. Located at our Avezzano 67051 Italy warehouse.
https://www.fabsurplus.com/sdi_catalog/salesItemDetails.do?id=80221 | 80221 | Teradyne | 950-220-02 rev a | Teradyne J971 PCB, Removed from working system, warehoused, additional numbers on board /A 42419 9251 | 1 | Spares | good |  | as is where is | immediately | Teradyne J971 P.C.B. for immediate sale. De-installed from a working system. Located at our Avezzano 67051 Italy warehouse.
https://www.fabsurplus.com/sdi_catalog/salesItemDetails.do?id=80222 | 80222 | Teradyne | 950-777-01 | Teradyne J971 PCB, Removed from working system, warehoused, additional numbers on board /A 46500L 9513 | 1 |  | good |  | as is where is | immediately | Teradyne J971 P.C.B. for immediate sale. De-installed from a working system. Located at our Avezzano 67051 Italy warehouse.
https://www.fabsurplus.com/sdi_catalog/salesItemDetails.do?id=80223 | 80223 | Teradyne | 950-572-04 Rev. A | Teradyne J971 PCB, Removed from working system, warehoused, additional numbers on board /A 61219 9345 | 2 | Spares | good |  | as is where is | immediately | Teradyne J971 P.C.B. for immediate sale. De-installed from a working system. Located at our Avezzano 67051 Italy warehouse.
https://www.fabsurplus.com/sdi_catalog/salesItemDetails.do?id=80224 | 80224 | Teradyne | 950-569-03/A | Teradyne J971 PCB, Removed from working system, warehoused, additional numbers on board /A 61419 9314 | 2 | Spares | good |  | as is where is | immediately | Teradyne J971 P.C.B. for immediate sale. De-installed from a working system. Located at our Avezzano 67051 Italy warehouse.
https://www.fabsurplus.com/sdi_catalog/salesItemDetails.do?id=80225 | 80225 | Teradyne | 950-212-03/B | Teradyne J971 PCB, Removed from working system, warehoused, additional numbers on board /B 55119 9328 | 1 | Spares | excellent |  | as is where is | immediately | Teradyne J971 P.C.B. for immediate sale. De-installed from a working system. Located at our Avezzano 67051 Italy warehouse.
https://www.fabsurplus.com/sdi_catalog/salesItemDetails.do?id=80226 | 80226 | Teradyne | 950-687-01 rev D | Teradyne J971 PCB, Removed from working system, warehoused, additional numbers on board /D 9752 L200 | 1 | Spares | good |  | as is where is | immediately | Teradyne J971 P.C.B. for immediate sale. De-installed from a working system. Located at our Avezzano 67051 Italy warehouse.
https://www.fabsurplus.com/sdi_catalog/salesItemDetails.do?id=80227 | 80227 | Teradyne | 950-561-04/A | Teradyne J971 PCB, Removed from working system, warehoused, additional numbers on board /A 60620 9547 | 1 |  |  |  | as is where is
https://www.fabsurplus.com/sdi_catalog/salesItemDetails.do?id=80321 | 80321 | Teradyne | 880-751-10 | Teradyne J971 PCB, Removed from working system, warehoused, additional numbers on board 61720 9521 | 1 |  | excellent |  | as is where is | immediately | Teradyne working J971 board, removed from working system Will ship Fedex in static bags from our Boerne, TX 78006 Warehouse
https://www.fabsurplus.com/sdi_catalog/salesItemDetails.do?id=80322 | 80322 | Teradyne | 950-421-01 | Teradyne J971 PCB, Removed from working system, warehoused, additional numbers on board /A 72019 9517 | 1 |  | excellent |  | as is where is | immediately | Excellent condition Teradyne board, removed from working J971 Tester Sold as-is and ships from our Boerne, TX 78006 Warehouse via FEDEX.
https://www.fabsurplus.com/sdi_catalog/salesItemDetails.do?id=80323 | 80323 | Teradyne | 950-574-01 REV A | Teradyne J971 PCB, Removed from working system, warehoused, additional numbers on board /A 71620 8541 Z18xx | 1 | Spares | excellent |  | as is where is | immediately | Excellent condition Teradyne J971 tester board, removed from working system Located at our Avezzano 67051 Italy warehouse.
https://www.fabsurplus.com/sdi_catalog/salesItemDetails.do?id=80324 | 80324 | Teradyne | 950-568-00 | Teradyne J971 PCB, Removed from working system, warehoused, additional numbers on board /A 73419 9710 TW568 REV A | 1 | Spares | excellent |  | as is where is | immediately | Excellent condition Teradyne J971 tester board, removed from working system Located at our Avezzano 67051 Italy warehouse.
https://www.fabsurplus.com/sdi_catalog/salesItemDetails.do?id=80325 | 80325 | Teradyne | 950-566-01 | Teradyne J971 PCB, Removed from working system, warehoused, additional numbers on board /A 60520 9448 | 2 |  | excellent |  | as is where is | immediately | Teradyne J971 P.C.B. for immediate sale. De-installed from a working system. Located at our Avezzano 67051 Italy warehouse.
https://www.fabsurplus.com/sdi_catalog/salesItemDetails.do?id=80326 | 80326 | Teradyne | 950-569-03 | Teradyne J971 PCB, Removed from working system, warehoused, additional numbers on board /A 61419 9314 | 2 |  |  |  | as is where is
https://www.fabsurplus.com/sdi_catalog/salesItemDetails.do?id=80327 | 80327 | Teradyne | 950-558-00 REV A | Teradyne J971 PCB, Removed from working system, warehoused, additional numbers on board /A 64620 9509 | 1 | Spares | excellent |  | as is where is | immediately | Teradyne J971 PATTERN GENERATOR SUPPORT P.C.B. for immediate sale. De-installed from a working system. Located at our Avezzano 67051 Italy warehouse.
https://www.fabsurplus.com/sdi_catalog/salesItemDetails.do?id=80328 | 80328 | Teradyne | 950-560-00 | Teradyne J971 PCB, Removed from working system, warehoused, additional numbers on board /A 93610 9918 | 1 |  | excellent |  | as is where is | immediately | Excellent condition J971 tester board, removed from working tester Ships FEDEX from our Boerne, TX 78006 Warehouse.
https://www.fabsurplus.com/sdi_catalog/salesItemDetails.do?id=80329 | 80329 | Teradyne | 950-562-00 | Teradyne J971 PCB, Removed from working system, warehoused, additional numbers on board /A 75019 9226 | 1 | Spares | excellent |  | as is where is | immediately | Teradyne J971 P.C.B. for immediate sale. De-installed from a working system. Located at our Avezzano 67051 Italy warehouse.
https://www.fabsurplus.com/sdi_catalog/salesItemDetails.do?id=80330 | 80330 | Teradyne | 950-681-00 | Teradyne J971 PCB, Removed from working system, warehoused, additional numbers on board /A 74920 9319 | 1 |  | excellent |  | as is where is | immediately | Excellent condition Teradyne J971 Tester board, removed from working system Ships FEDEX from our Boerne, TX 78006 Warehouse
https://www.fabsurplus.com/sdi_catalog/salesItemDetails.do?id=80331 | 80331 | Teradyne | 950-556-01 REV A | Teradyne J971 PCB, Removed from working system, warehoused, additional numbers on board /A 80419 94222 | 1 | Spares | excellent |  | as is where is | immediately | Teradyne J971 P.C.B. for immediate sale. De-installed from a working system. Located at our Avezzano 67051 Italy warehouse.
https://www.fabsurplus.com/sdi_catalog/salesItemDetails.do?id=80332 | 80332 | Teradyne | 950-217-04 | Teradyne J971 PCB, | 1 |  | excellent |  | as is where is | immediately | Removed from working system, warehoused, additional numbers on board /B 61820 9536 Excellent condition Teradyne J971 tester board, removed from working system Ships FEDEX from our Boerne, TX 78006 Warehouse
https://www.fabsurplus.com/sdi_catalog/salesItemDetails.do?id=81836 | 81836 | Teradyne | 961-129-01 | Teradyne J971 test system power control panel | 1 |  | good | 1997-04-01 | as is where is | immediately | Used Teradyne J971 power control panel Good condition, removed from deinstalled system
https://www.fabsurplus.com/sdi_catalog/salesItemDetails.do?id=82177 | 82177 | Teradyne | 405-097-00 | Power-One Dual 5 V Power Supply 150 Amp, 230 VAC, for Teradyne J971 tester | 4 | Spares | excellent | 1997-06-01 | as is where is | immediately | POWER-ONE DC POWER SUPPLY P/N HPM5A2A2KS234 50-60 HZ 230V 23A INPUT MODULE A2 +5V 150A OUTPUT MODULE A2 -5V 150A OUTPUT QTY 4 AVAILABLE
https://www.fabsurplus.com/sdi_catalog/salesItemDetails.do?id=82231 | 82231 | Teradyne | 961-061-00 | Teradyne J971 Power Supply | 1 |  | good | 1997-07-01 | as is where is | immediately | Used Teradyne J971 power Supply Good condition, removed from deinstalled system
https://www.fabsurplus.com/sdi_catalog/salesItemDetails.do?id=82232 | 82232 | Teradyne | 961-128-00 | Teradyne J971 Power Supply | 1 |  | good | 1997-07-01 | as is where is | immediately | Used Teradyne J971 power Supply Good condition, removed from deinstalled system
https://www.fabsurplus.com/sdi_catalog/salesItemDetails.do?id=82925 | 82925 | Teradyne | 405-155-00 | Power Supply 150 Amp, 230 VAC | 1 |  | excellent | 1997-06-01 | as is where is | immediately | Power Supply 150 Amp, 230VAC 2-output, removed from working service from Teradyne J971 tester. Located in our Boerne, TX Warehouse
https://www.fabsurplus.com/sdi_catalog/salesItemDetails.do?id=83497 | 83497 | Teradyne | 405-142-00 | Power Supply 150 Amp, 230 VAC | 1 | Spares | excellent | 1997-06-01 | as is where is | immediately | Power Supply 150 Amp, 230VAC 2-output, removed from working service from Teradyne J971 tester. Located in AVEZZANO 67051 ITALY (S228) model, Teradyne P# 405-142-00
https://www.fabsurplus.com/sdi_catalog/salesItemDetails.do?id=83561 | 83561 | Teradyne | 405-167-00 | Power Supply 8 Amp, 28V | 1 |  | excellent |  | as is where is | immediately | Power Supply 8Amp, 28v 2-output, removed from working service from Teradyne J971 tester. Located in our Boerne, TX Warehouse
https://www.fabsurplus.com/sdi_catalog/salesItemDetails.do?id=83566 | 83566 | Teradyne | 405-096-00 | POWER ONE Power Supply 150 Amp, 230 VAC (S233) | 2 | Spares | excellent | 1997-06-01 | as is where is | immediately | Power Supply 150 Amp, 230VAC 2-output, removed from working service from Teradyne J971 tester. Located in AVEZZANO ITALY MANUFACTURER Power One
https://www.fabsurplus.com/sdi_catalog/salesItemDetails.do?id=84840 | 84840 | Teradyne | 880-751-10 /E | Precision Measurement unit PCB, REV E | 1 |  | excellent |  | as is where is | immediately | Teradyne 880-751-10 /E Precision Measurement PCB Removed from working unit, in static-sensitive wrap, and stored in our Texas warehouse.
https://www.fabsurplus.com/sdi_catalog/salesItemDetails.do?id=108987 | 108987 | TERADYNE | 950-217-04 REV B | PC BOARD FOR TERADYNE J971 SP | 1 | Spares | good |  |  | immediately | PCB REMOVED FROM A WORKING SYSTEM TERADYNE XTW217 REV B WITH 950-533-00A TW533 REV A WITH BURR BROWN DAC729 TO DAC73 SEE PHOTOS FOR DETAILS
https://www.fabsurplus.com/sdi_catalog/salesItemDetails.do?id=108988 | 108988 | TERADYNE | 950-561-04 REV A | PC BOARD FOR TERADYNE J971 SP | 1 | Spares | good |  |  | immediately | PCB REMOVED FROM A WORKING J971 SP TEST SYSTEM TERADYNE TW561 REV A SEE PHOTOS FOR DETAILS
https://www.fabsurplus.com/sdi_catalog/salesItemDetails.do?id=108990 | 108990 | TERADYNE | 950-562-00 REV A | PC BOARD FOR TERADYNE J971 SP | 1 | Spares | good | 1997-06-01 |  | immediately | PCB REMOVED FROM A WORKING J971SP TESTER SYSTEM TERADYNE TW562 REV A SEE PHOTOS FOR DETAILS
https://www.fabsurplus.com/sdi_catalog/salesItemDetails.do?id=108991 | 108991 | TERADYNE | 950-681-00 REV A | PC BOARD FOR TERADYNE J971 SP | 1 | Spares | good |  |  | immediately | PCB REMOVED FROM A WORKING J971 SP TESTER SYSTEM TERADYNE TW681 REV A SEE PHOTOS FOR DETAILS
https://www.fabsurplus.com/sdi_catalog/salesItemDetails.do?id=108992 | 108992 | TERADYNE | 950-560-00 REV A | PC BOARD FOR TERADYNE J971 SP | 1 | Spares | good |  |  | immediately | PCB REMOVED FROM A WORKING J971 SP TESTER SYSTEM TERADYNE TW560 REV A MM1 9930A SEE PHOTOS FOR DETAILS
https://www.fabsurplus.com/sdi_catalog/salesItemDetails.do?id=108994 | 108994 | TERADYNE | 950-569-03 REV A | PC BOARD FOR TERADYNE J971 SP | 1 | Spares | good |  |  | immediately | PCB REMOVED FROM A WORKING J971 SP TESTER SYSTEM TERADYNE TW569 REV A MM1 6025 WITH QTY 2 OF TERADYNE 950-571-13 REV A 6130L 9108 Z18XXIT SEE PHOTOS FOR DETAILS
https://www.fabsurplus.com/sdi_catalog/salesItemDetails.do?id=80266 | 80266 | TESCOM | 150 | REGULATORS PRESSURE | 3 |  | new in box |  | as is where is | immediately | THE PRICE IS FOR EACH
https://www.fabsurplus.com/sdi_catalog/salesItemDetails.do?id=70299 | 70299 | Texwipe | 810-39234 | BRUSH, ELONGATED CORE EBARA (TEXWIPE) | 3 | SPARES | new in box |  | as is where is | immediately | 38 mm OD X 18 MM ID X 208 MM LENGTH FOR EBARA FREX 200
https://www.fabsurplus.com/sdi_catalog/salesItemDetails.do?id=70303 | 70303 | THK | LMT40UUM+489LFM | LEADSCREW FOR EBARA FREX 200 | 2 | SPARES | new in box |  | as is where is | immediately | LEAD SCREWS FOR EBARA FREX 200
https://www.fabsurplus.com/sdi_catalog/salesItemDetails.do?id=84243 | 84243 | THK | 280L | Linear Bearing and guide | 1 |  | excellent |  | as is where is | immediately | SRI5WIUUCI/280L WEIGHT: 500 GR. DIMENSION: 3,5 X 3 X 28,5 (H)
https://www.fabsurplus.com/sdi_catalog/salesItemDetails.do?id=84245 | 84245 | THK | LWHS15 | LINEAR WAY WITH SINGLE BEARING | 3 | Spares | new unused |  | as is where is | immediately | LWH 15 P S 2 Y7G097 WEIGHT 700 GR. DIMENSION: 3,5 X 3 X 34 (H) FOR EACH
https://www.fabsurplus.com/sdi_catalog/salesItemDetails.do?id=84246 | 84246 | THK | RSR 15 | LINEAR WAY WITH 7 BEARINGS | 1 | Spares | new unused |  | as is where is | immediately | RSR 15 WEIGHT 900 GR. DIMENSION: 3 X 2 X 35 (H)
https://www.fabsurplus.com/sdi_catalog/salesItemDetails.do?id=84247 | 84247 | THK | A6F 598 | LINEAR WAY WITH SINGLE BEARING | 2 | Spares | new unused |  | as is where is | immediately | ALF 598 WEIGHT 700 GR. DIMENSION: 4 X 2 X 42,5 (H) FOR EACH
https://www.fabsurplus.com/sdi_catalog/salesItemDetails.do?id=84248 | 84248 | THK | HSRIZRI/UUM+490LM | LINEAR WAY WITH SINGLE BEARING | 1 | Spares | excellent |  | as is where is | immediately | HSRIZRI/UUM+490LM WEIGHT 500 GR. DIMENSION: 3 X 2 X 50 (H)
https://www.fabsurplus.com/sdi_catalog/salesItemDetails.do?id=84249 | 84249 | THK | ATHI240 | LINEAR WAY WITH SINGLE BEARING | 1 | Spares | new unused |  | as is where is | immediately | ATH1240 WEIGHT 300 GR. DIMENSION: 3 X 1 X 47 (H)
https://www.fabsurplus.com/sdi_catalog/salesItemDetails.do?id=84250 | 84250 | THK | Y8A31 | LINEAR WAY WITH SINGLE BEARING | 1 | Spares | new unused |  | as is where is | immediately | Y8A31 WEIGHT 750 GR. DIMENSION: 3,5 X 2,5 X 40 (H)
https://www.fabsurplus.com/sdi_catalog/salesItemDetails.do?id=84251 | 84251 | THK | A6 C II | LINEAR WAY WITH SINGLE BEARING | 1 | Spares | new unused |  | as is where is | immediately | A6 C II WEIGHT 750 GR. DIMENSION: 3,5 X 2,5 X 40 (H)
https://www.fabsurplus.com/sdi_catalog/salesItemDetails.do?id=84252 | 84252 | THK | 689 | LINEAR WAY WITHOUT BEARING | 1 | Spares | new unused |  | as is where is | immediately | 689 WEIGHT 400 GR. DIMENSION: 2 X 1 X 38,5 (H)
https://www.fabsurplus.com/sdi_catalog/salesItemDetails.do?id=84253 | 84253 | THK | RSR12VM | LINEAR WAY WITH 2 BEARINGS | 1 | Spares | new unused |  | as is where is | immediately | RSR12VM WEIGHT 200 GR. DIMENSION: 3 X 1 X 30 (H)
https://www.fabsurplus.com/sdi_catalog/salesItemDetails.do?id=84257 | 84257 | THK | KS 3J22 | RELIANCE BEARING | 1 |  | excellent |  | as is where is | immediately | PRECISION PARTS WEIGTH IN THE BOX: 1,75 KG. DIMENSION: 18 X 88 X 7 (H)
https://www.fabsurplus.com/sdi_catalog/salesItemDetails.do?id=83877 | 83877 | THK CO.,LCD | OR17 | BLOCK SR-2V | 5 |  | new in box |  | as is where is | immediately | SR20V1UU (GK) BLOCK WEIGHT: 200 GR. DIMENSION: 6,5 CM. X 4,5 CM. X 2,5 CM. (H)
https://www.fabsurplus.com/sdi_catalog/salesItemDetails.do?id=83878 | 83878 | THK CO.,LCD | SC35uu | LM CASE UNIT | 2 |  | new in box |  | as is where is | immediately | TBT ROBOT BT ELEVATOR B711 WEIGHT: 1 KG. DIMENSION: 10 CM. X 7 CM. X 9 CM. (H) FOR EACH
https://www.fabsurplus.com/sdi_catalog/salesItemDetails.do?id=83879 | 83879 | THK CO.,LCD | FBA 5 | FLAT BALL | 2 |  | new in box |  | as is where is | immediately | THK LM SYSTEM FBA 5 FLAT BALL WEIGHT: 200 GR. DIMENSION: 14,5 CM. X 6 CM. X 5,5 CM. (H) FOR EACH
https://www.fabsurplus.com/sdi_catalog/salesItemDetails.do?id=83827 | 83827 | TOKIMEC | VA12134A | DIRECTIONAL CONTROL VALVE | 1 |  | excellent |  | as is where is | immediately | VICKERS AC 100V P.N. VA12134A SOL B SOL A DG4V-3-OC-M-P2-T-T-50 VA 25/45 . X 5 CM. X 10 CM. (H) WEIGHT: KG. 3 DIMENSION: 20 CM. X 5 CM. X 10 CM. (H)
https://www.fabsurplus.com/sdi_catalog/salesItemDetails.do?id=83828 | 83828 | TOKIMEC | 012-7 | DIRECTIONAL CONTROL VALVE | 2 |  | excellent |  | as is where is | immediately | VICKERS AC 100V P.N. VA12134A SOL B DG4V-3-2A-M-P2-T-7-50 VA 25/45 . X 5 CM. X 10 CM. (H) WEIGHT: KG. 1,6 DIMENSION: 17 CM. X 10 CM. X 10 CM. (H) FOR EACH 2 PIECES
https://www.fabsurplus.com/sdi_catalog/salesItemDetails.do?id=83831 | 83831 | TOKYO ELECRON | 015 | RELAY | 1 | SPARES | new in box |  | as is where is | immediately | RELAY MY4ZN-D2 DC24 V
https://www.fabsurplus.com/sdi_catalog/salesItemDetails.do?id=83833 | 83833 | TOKYO ELECRON | 011 | SUPPORT.PCB..SQ-80 | 1 | SPARES | new in box |  | as is where is | immediately | PARTS 044-001528-1
https://www.fabsurplus.com/sdi_catalog/salesItemDetails.do?id=83641 | 83641 | TOKYO ELECTRON | 1D10-317R09-12 | PLATE,GALDEN FLOW CHECKER | 1 | SPARES | new in box |  | as is where is | immediately | NEW IN ORIGINAL PACKING MATERIALS. PARTS NUMBER1 D10-317 R09-12 WEIGHT : KG. 0,8 DIMENSION: 40 CM. X 12 CM. X 4 CM. (H)
https://www.fabsurplus.com/sdi_catalog/salesItemDetails.do?id=83640 | 83640 | TOKYO ELECTRON / CONTEC | FC-SD70 | flow meter | 1 | FLOW CHECKER | new in box |  | as is where is | immediately | PARTS 1D86-032029-12 ETER TOP MAX 4.8 W WEIGHT: 1 KG. DIMENSION WITH PACKAGE : 28 CM. X 15 CM. X 10 CM. (H) DIMENSION WITHOUT PACK : 16 CM. X 10 CM. X 10 CM. (H)
https://www.fabsurplus.com/sdi_catalog/salesItemDetails.do?id=77088 | 77088 | Tolomatic | 11240741 | Tolomatic cylinder, replacement for AMI tools | 1 |  |  |  | as is where is |  | New in box
https://www.fabsurplus.com/sdi_catalog/salesItemDetails.do?id=84078 | 84078 | UNIPHASE | 1103P-0187 | HE NE Laser | 1 | Spares | excellent | 1994-12-31 23:00 | as is where is | immediately | LASER WEIGHT: 0,3 KG. DIMENSION: 3 X3 X 36 (H)
https://www.fabsurplus.com/sdi_catalog/salesItemDetails.do?id=87615 | 87615 | United Detector Technology, Inc. | 40X | Laser Power Meter | 1 | Test | good | 1992-05-31 22:00 | as is where is | immediately | Warehoused -Location: Avezzano (AQ) , 67051, Italy Packaged weight and dimensions:- 18 cm x 20 cm x 24 cm 9h), weight 1.7 kg
https://www.fabsurplus.com/sdi_catalog/salesItemDetails.do?id=72133 | 72133 | Varian | E17015570 | SCANACT,COUNTER WEIGHT | 2 | Spares | good |  | as is where is | immediately | At the warehouse of Fabsurplus Italy, location Avezzano 67051 Italy.See attached photos for condition. qty 2 available.
https://www.fabsurplus.com/sdi_catalog/salesItemDetails.do?id=72134 | 72134 | Varian | E11002430 | WAFER COOLING CONTROLLER | 2 | Spares | good |  | as is where is | immediately | At the warehouse of Fabsurplus Italy, location Avezzano 67051 Italy.See attached photos for condition.
https://www.fabsurplus.com/sdi_catalog/salesItemDetails.do?id=72136 | 72136 | Varian | E17064301 | BEAM SHIELD | 1 | Spares | good |  | as is where is | immediately | At the warehouse of Fabsurplus Italy, location Avezzano 67051 Italy.See attached photos for condition.
https://www.fabsurplus.com/sdi_catalog/salesItemDetails.do?id=72138 | 72138 | Varian | E17032320 | CHASIS GUIDE M FRME ESSERV | 2 | Spares | good |  | as is where is | immediately | At the warehouse of Fabsurplus Italy, location Avezzano 67051 Italy.See attached photos for condition.
https://www.fabsurplus.com/sdi_catalog/salesItemDetails.do?id=72140 | 72140 | Varian | E11001320 REV B | TARGET, FOCUS, FARADAY | 1 | Spares | good | 1995-10-31 23:00 | as is where is | immediately | At the warehouse of Fabsurplus Italy, location Avezzano 67051 Italy.See attached photos for condition.
https://www.fabsurplus.com/sdi_catalog/salesItemDetails.do?id=72141 | 72141 | Varian | E11002183 | PEDESTAL ASSY,MULTI 150/200MM | 1 | Spares | good |  | as is where is | immediately | At the warehouse of Fabsurplus Italy, location Avezzano 67051 Italy.See attached photos for condition.
https://www.fabsurplus.com/sdi_catalog/salesItemDetails.do?id=72143 | 72143 | Varian | E17026720 | PLATE,GROUND,GRAPHSCAN-SCAN | 1 | Spares | good |  | as is where is | immediately | At the warehouse of Fabsurplus Italy, location Avezzano 67051 Italy.See attached photos for condition.
https://www.fabsurplus.com/sdi_catalog/salesItemDetails.do?id=72144 | 72144 | Varian | E17026680 | PLATE,GROUND,GRAPHSCAN | 1 | Spares | good |  | as is where is | immediately | At the warehouse of Fabsurplus Italy, location Avezzano 67051 Italy.See attached photos for condition.
https://www.fabsurplus.com/sdi_catalog/salesItemDetails.do?id=72145 | 72145 | Varian | E17101600 | COVER,DUAL VAPORIZER | 1 | Spares | good |  | as is where is | immediately | At the warehouse of Fabsurplus Italy, location Avezzano 67051 Italy.See attached photos for condition.
https://www.fabsurplus.com/sdi_catalog/salesItemDetails.do?id=72146 | 72146 | Varian |  | BEAM SHIELD | 1 | Spares | good |  | as is where is | immediately | At the warehouse of Fabsurplus Italy, location Avezzano 67051 Italy.See attached photos for condition.
https://www.fabsurplus.com/sdi_catalog/salesItemDetails.do?id=72147 | 72147 | Varian |  | VARIAN GRAPHITES | 3 | Spares | good |  | as is where is | immediately | At the warehouse of Fabsurplus Italy, location Avezzano 67051 Italy.See attached photos for condition.
https://www.fabsurplus.com/sdi_catalog/salesItemDetails.do?id=72148 | 72148 | Varian |  | SOURCE COVER | 1 | Spares | good |  | as is where is | immediately | At the warehouse of Fabsurplus Italy, location Avezzano 67051 Italy.See attached photos for condition.
https://www.fabsurplus.com/sdi_catalog/salesItemDetails.do?id=72149 | 72149 | Varian |  | MKS HPS VALVE 62161 | 1 | Spares | good |  | as is where is | immediately | At the warehouse of Fabsurplus Italy, location Avezzano 67051 Italy.See attached photos for condition.
https://www.fabsurplus.com/sdi_catalog/salesItemDetails.do?id=72150 | 72150 | Varian |  | ISOLATION VALVE PARTS | 1 | Spares | good |  | as is where is | immediately | At the warehouse of Fabsurplus Italy, location Avezzano 67051 Italy.See attached photos for condition.
https://www.fabsurplus.com/sdi_catalog/salesItemDetails.do?id=72151 | 72151 | Varian | various | VARIAN SOURCE PARTS | 5 | Spares | good |  | as is where is | immediately | At the warehouse of Fabsurplus Italy, location Avezzano 67051 Italy.See attached photos for condition.
https://www.fabsurplus.com/sdi_catalog/salesItemDetails.do?id=72152 | 72152 | Varian |  | MKS HPS VALVE 69542 | 1 | Spares | good |  | as is where is | immediately | At the warehouse of Fabsurplus Italy, location Avezzano 67051 Italy.See attached photos for condition.
https://www.fabsurplus.com/sdi_catalog/salesItemDetails.do?id=84082 | 84082 | Varian | Turbo-V 250 MacroTorr | Turbo Pump DN ISO 100 Type | 1 | Pump | new unused | 1999-05-01 | as is where is | immediately | New in original packaging. The packaging has been opened in order to take photos. Location: Avezzano (AQ) 67051 Italy. CE marked Model 9699007 S024 Inlet flange is DN ISO 100 type S/N 85077 DIMENSION: 40 cm X 30 cm X 32(H) cm WEIGHT: 4 KG CA Pumping speed (l/s) N 2 : 250 l/s He: 220 l/s H 2 : 200 l/s Compression ratio N 2 : 2 x 10 8 He: 1 x 10 5 H 2 : 1 x 10 4 Base pressure* with recommended mechanical fore- pump: 2 x 10 -10 mbar (1.5 x 10 -10 Torr) with recommended diaphragm fore pump: 2 x 10 -8 mbar (1.5 x 10 -8 Torr) Inlet flange DN 100 ISO Foreline flange NW 16 KF Rotational speed 56000 RPM Start-up time < 3 minutes Recommended forepump Two stage rotary pump SD-40 Diaphragm pump: MDP 30 Operating position any Cooling requirements Natural air convection Forced air or water optional Operating ambient temperature + 5° C to + 35° C Coolant water flow: 30 l/h (0.13 GPM) temperature: + 10° C to + 30° C pressure: 3 to 4 bar Bakeout temperature 120° C at inlet CF flange maximum 80° C with ISO flange Vibration level (displacement) < 0.01 μm at inlet flange Noise level 45 dB (A) at 1 meter Input 58 Vac, three phase, 933 Hz Lubricant permanent lubrication Storage temperature - 20° C to + 70° C Weight kg (lbs) ISO: 7.5 (3.4);
https://www.fabsurplus.com/sdi_catalog/salesItemDetails.do?id=92387 | 92387 | Varian | E11030450 REV 3 | VERT SCAN ACTUATOR | 2 | Spares | good | 1995-05-31 22:00 | as is where is | immediately | QTY 2 DIMS IN BOX: 60 CM X 37 CM X 38 CM 9H) WEIGHT 20 KG
https://www.fabsurplus.com/sdi_catalog/salesItemDetails.do?id=92468 | 92468 | Varian | E11040440 Rev 7 | Secondary workstation for implanter | 1 | Spares | missing parts | 1995-07-01 | as is where is | immediately | -The remote PC cart for a Varian implanter -It is mssing the PC -Parts included: -Trolley P/N E11040440 Rev 7 -HP Deskjet 560C Printer Varian P/N E20000085 -Varain p/n E20000053
https://www.fabsurplus.com/sdi_catalog/salesItemDetails.do?id=95409 | 95409 | Varian | Turbo-V 250 MacroTorr | Turbo Pump DN ISO 100 Type | 1 | Pump | new unused | 1999-05-01 | as is where is | immediately | New in original packaging. The packaging has been opened in order to take photos. Location: Avezzano (AQ) 67051 Italy. CE marked Model 9699007 S024 Inlet flange is DN ISO 100 type S/N 85077 DIMENSION: 40 cm X 30 cm X 32(H) cm WEIGHT: 4 KG CA Pumping speed (l/s) N 2 : 250 l/s He: 220 l/s H 2 : 200 l/s Compression ratio N 2 : 2 x 10 8 He: 1 x 10 5 H 2 : 1 x 10 4 Base pressure* with recommended mechanical fore- pump: 2 x 10 -10 mbar (1.5 x 10 -10 Torr) with recommended diaphragm fore pump: 2 x 10 -8 mbar (1.5 x 10 -8 Torr) Inlet flange DN 100 ISO Foreline flange NW 16 KF Rotational speed 56000 RPM Start-up time < 3 minutes Recommended forepump Two stage rotary pump SD-40 Diaphragm pump: MDP 30 Operating position any Cooling requirements Natural air convection Forced air or water optional Operating ambient temperature + 5° C to + 35° C Coolant water flow: 30 l/h (0.13 GPM) temperature: + 10° C to + 30° C pressure: 3 to 4 bar Bakeout temperature 120° C at inlet CF flange maximum 80° C with ISO flange Vibration level (displacement) < 0.01 μm at inlet flange Noise level 45 dB (A) at 1 meter Input 58 Vac, three phase, 933 Hz Lubricant permanent lubrication Storage temperature - 20° C to + 70° C Weight kg (lbs) ISO: 7.5 (3.4);
https://www.fabsurplus.com/sdi_catalog/salesItemDetails.do?id=102593 | 102593 | Various | Vacuum Valves | Various Vacuum valves (MKS, Varian, Fuji Seiki) and fittings | 10 | SPARES | good |  | as is where is | immediately | Different Gate Valves for Sale. Manufacturer Model Description Quantity MDC Kav-100 Pneumatic Valve 2 Fuji Seiki 1100204 Industrial Pump Valve 4 Varian L6280601 Aluminium Block Valve 2 Nupro/Swagelok SS-4Bk-1C Bellows Sealed Valves 7
https://www.fabsurplus.com/sdi_catalog/salesItemDetails.do?id=84408 | 84408 | VAT | 14046-PE44-1016 | Gate Valve 8" | 1 | Spares | good |  | as is where is | immediately | Used, Untested AMAT VAT Valve 14046-PE44-1016
https://www.fabsurplus.com/sdi_catalog/salesItemDetails.do?id=101025 | 101025 | VAT | 14040-je24-0004 | HV Gate Valve | 1 | SPARES | good | 1996-05-31 22:00 | as is where is | immediately | Please check pictures below for more information
https://www.fabsurplus.com/sdi_catalog/salesItemDetails.do?id=101026 | 101026 | VAT | 14040-je24-0004 | HV Gate Valve | 1 | SPARES | good | 1996-05-31 22:00 | as is where is | immediately | Please check pictures below for more information
https://www.fabsurplus.com/sdi_catalog/salesItemDetails.do?id=101027 | 101027 | VAT | 14040-je24-0004 | HV Gate Valve | 1 | SPARES | good | 1996-05-31 22:00 | as is where is | immediately | Please check pictures below for more information
https://www.fabsurplus.com/sdi_catalog/salesItemDetails.do?id=83907 | 83907 | VERIFLO CORP. | 42800147 | PRESSURE VALVE | 1 |  | new in box | 1987-02-01 | as is where is | immediately | WEIGHT: GR.200 DIMENSION: 12 CM. X 2 CM. X 5,5 CM. (H)
https://www.fabsurplus.com/sdi_catalog/salesItemDetails.do?id=103383 | 103383 | Vero Electronics | 116-010069H | Monovolt PK120 Power Supply, +5V 20A | 4 | Spares | excellent | 2001-04-30 22:00 | as is where is | immediately | VIN 115/230 VAC F IN 47-63 HZ, I IN 2,5/1,35 A CE MARKED
https://www.fabsurplus.com/sdi_catalog/salesItemDetails.do?id=69817 | 69817 | VEXTA | UDK5114NA | 5-PHASE DRIVER | 1 | Spares | new in box |  | as is where is |  | 5 PHASE DRIVER AND MOTOR VEXTA PK564-NAC IN ORIGINAL PACKAGING
https://www.fabsurplus.com/sdi_catalog/salesItemDetails.do?id=83826 | 83826 | VEXTA | UPH569H-B | 5 PHASE STEPPING MOTOR | 1 | SPARES | new unused |  | as is where is | immediately | new, unused, VEXTA STEPPING MOTOR 5-PHASE 0.72/STEP DC 2.8A 1 OMEGA SW8 00765 WEIGHT: 1,4 KG. DIMENSION: 6 CM. X 6 CM. X 13 CM. (H)
https://www.fabsurplus.com/sdi_catalog/salesItemDetails.do?id=103382 | 103382 | Vexta | BLD1024H | Brushless DC Motor Driver, DC24V | 1 | Spares | good | 1995-05-01 | as is where is | immediately | -Removed from a working Applied Materials RTP Chamber -Includes insulating bracket part number 0020-36782 P1 -See attached photos for details -Thought to be in working condition
https://www.fabsurplus.com/sdi_catalog/salesItemDetails.do?id=84233 | 84233 | Viton | 43-2-131 | O-ring seal, Roth & Rau | 1 | Spares | good |  | as is where is | immediately | Pack of 3 used, Viton Roth & Rau 43-2-131 seals For use with Chamber cover 1+2+5 pack of 3
https://www.fabsurplus.com/sdi_catalog/salesItemDetails.do?id=77171 | 77171 | WARNER LINEAR | K2G20-24V-BR-10lsc | LINEAR ACTUATOR , 24V DC | 1 | Spares | as new | 2006-11-01 | as is where is | immediately | WARNER LINEAR K2G20-24V-BR-10lsc LINEAR ACTUATOR , 24V DC New in Box, Ships from our Boerne, TX Warehouse
https://www.fabsurplus.com/sdi_catalog/salesItemDetails.do?id=77164 | 77164 | Wasco | SV129-31W3A/2065 | Vacuum pressure switch 75 Torr | 1 | Spares | as new |  | as is where is | immediately | Wasco SV129-31WA/2065 75 Torr Vacuum Switch 1A 115V Ships from our Boerne, TX Warehouse
https://www.fabsurplus.com/sdi_catalog/salesItemDetails.do?id=108981 | 108981 | Watkins Johnston | 903169-001 rev D | WJ 952 MFC REGULATION PCB | 1 | Spares | good | 1994-06-01 | as is where is | immediately | DEINSTALLED, WAREHOUSED. LOCATED AT OUR AVEZZANO (aq) 67051 ITALY WAREHOUSE
https://www.fabsurplus.com/sdi_catalog/salesItemDetails.do?id=77165 | 77165 | WATLOW | DC10-40P0-0000 | SOLID STATE POWER CONTROL, AMP: 55 AMPS, NEW | 1 | Spares | as new |  | as is where is | immediately | WATLOW DC10-40P0-0000 SOLID STATE POWER CONTROL, AMP: 55 AMPS, NEW New in Box, Ships from our Boerne, TX Warehouse
https://www.fabsurplus.com/sdi_catalog/salesItemDetails.do?id=82219 | 82219 | WAVECREST | DTS-2070C (-52) | Credence Duo Wavecrest digital time controller | 2 | spares | excellent | 1999-05-31 22:00 | as is where is | immediately | qty 2 Wavecrest digital time controllers, removed from working Credence Duo SX testers. Boxed, located in our Boerne, TX Warehouse. CE marked VREF 4.991 VDC FREQ 100 MHz
https://www.fabsurplus.com/sdi_catalog/salesItemDetails.do?id=105856 | 105856 | Weir | HSS 100/5 | Power Supply Unit | 1 | Spares | good | 1995-05-31 22:00 | as is where is |  | Weir power Supply In good condition. See attached photos for details.
https://www.fabsurplus.com/sdi_catalog/salesItemDetails.do?id=105857 | 105857 | Weir | HSS 100/5 | Switching Power Supply Unit AC to DC | 1 | Spares | good | 1995-05-31 22:00 | as is where is | immediately | Weir power Supply In good condition. See attached photos for details. Outputs: +24v 3a, +5.1V 12A, -12V 3a, -5.2v 2a
https://www.fabsurplus.com/sdi_catalog/salesItemDetails.do?id=84100 | 84100 | Wiha | 368 3 SW | Ball end screw driver | 4 |  | good |  | as is where is | immediately | Wiha classis Qualitat 368 3 SW ball end screw driver made in germany used, good condition
https://www.fabsurplus.com/sdi_catalog/salesItemDetails.do?id=105863 | 105863 | WIKA | 233.50.100 | -1 BAR PRESSURE GAUGE G1/2A D1001/2" | 1 | Spares | new unused | 1997-05-31 22:00 | as is where is | immediately | * New unused OIL FILLED VACUUM GUAGE ERZEUGNI 9020802
https://www.fabsurplus.com/sdi_catalog/salesItemDetails.do?id=53033 | 53033 | Yamatake honeywell | WLS302 | switch | 1 | spares | excellent |  | as is where is | immediately | Temporized switch, see pictures for details
https://www.fabsurplus.com/sdi_catalog/salesItemDetails.do?id=83738 | 83738 | Zeiss | Axiotron (spare Parts) | Axiotron microscope spare parts | 1 |  | good |  | as is where is | immediately | Good Condition used assorted Zeiss Axiotron spare parts, lenses, etc. See photos and make your best offer
https://www.fabsurplus.com/sdi_catalog/salesItemDetails.do?id=83861 | 83861 | Zeiss | 910137 | Microscope illumination transformer | 1 |  | good |  | as is where is | immediately | Good Condition used Zeiss transformer with plugs, etc, working condition Setup for 110V USA voltage plug 910137-900
https://www.fabsurplus.com/sdi_catalog/salesItemDetails.do?id=83864 | 83864 | Zeiss | 990634-5100 | Joystick, Carl Zeiss | 2 |  | good |  | as is where is | immediately | Good Condition used Zeiss Joystick working condition Zeiss 990634-5100
https://www.fabsurplus.com/sdi_catalog/salesItemDetails.do?id=83865 | 83865 | Zeiss | 477473-0207 | Cover plate | 5 |  | good |  | as is where is | immediately | Brand new cover plate, Zeiss 477473-0207 still sealed (Joystick cover plate?)
https://www.fabsurplus.com/sdi_catalog/salesItemDetails.do?id=83866 | 83866 | Zeiss | 475690-0206 | Joint plate | 6 |  | good |  | as is where is | immediately | Brand new joint plate, Zeiss 475690-0206-000-000 still sealed (for Axiomat?)
https://www.fabsurplus.com/sdi_catalog/salesItemDetails.do?id=83939 | 83939 | Zeiss | Stage part | moveable x,y stage part | 1 |  | good |  | as is where is | immediately | Used, good condition Carl Zeiss stage part Unknown we think it was for Zeiss AxioMAT
https://www.fabsurplus.com/sdi_catalog/salesItemDetails.do?id=84077 | 84077 | Zeiss | C35 | 35mm Camera with microscope attachments | 1 |  | excellent |  | as is where is | immediately | Good Condition Carl Zeiss C35 35mm camera With Microscope attachments
https://www.fabsurplus.com/sdi_catalog/salesItemDetails.do?id=84097 | 84097 | Zeiss | AxioMAT screws | AxioMAT Thumbscrews, spare parts | 1 |  | good |  | as is where is | immediately | Good Condition used assorted Zeiss AxioMAT Thumbscrews, precision, for Zeiss Axiotron axiomat and others qty 9 available Price for all 9
https://www.fabsurplus.com/sdi_catalog/salesItemDetails.do?id=84101 | 84101 | Zeiss | Turret | Turret 4 position for Zeiss, Leica and others, good condition | 1 |  | good |  | as is where is | immediately | Good used condition 4-position Turret for Zeiss, Leica and others.
https://www.fabsurplus.com/sdi_catalog/salesItemDetails.do?id=84242 | 84242 | Zeiss | corygon 2.8/60mm | 2.8/60mm objective lens | 1 |  | good |  | as is where is | immediately | used,good condition
https://www.fabsurplus.com/sdi_catalog/salesItemDetails.do?id=71497 | 71497 | ZENITH | ZPS-400 | Multiple voltage power supply | 1 | spares | excellent |  | as is where is | immediately | Zenith ZPS-400 115/230VAC ZPS400 Power Supply Input : 115/230 VAC 47-65Hz Input Current 6.7 / 3.9A Total ouput PWR 400W Max CH 2-4 output PWR 300W Max Forced Convection 50 CFM Min Made in Mexico Used Tested and Working Good Cosmetic and Working condition No Attachment / No Software CD, Driver only above described and in picture Selling same item as in given actual pictures CHANNEL 1: 5 VOLTS CHANNEL 2: 12-24 VOLTS CHANNEL 3: 5-15 VOLTS CHANNEL 4: 5-15 VOLTS INPUT VOLTAGE: 100-240 VOLTS 47-65HZ. INPUT CURRENT: 6.6A. TOTAL OUTPUT POWER: 400W NAX/480W PK